## Phase 1
Vital Tracer Project - Phase 1 |  |  |  |  | Patient Encounter |  | Spectrophotometer | Pulse Oximeter |  | ABG | Wave Form |  |  |  | Patient Encounter |  | Pulseoximeter | ABG | Spectrophotometer | Patient Encounter |  | Pulseoximeter | ABG | Spectrophotometer
1. Project Overview | 2. Research Plan proposed on Jul 23 | 3. Exploring dataset | 4. Research Plan - Discussion | 5. Research Plan - Counter Proposal | Patient | Encounter | Spectrophotometer | Device | Pulseoximeter | Blood gas | 2HZ | PPG | 150Hz |  | Patient | Encounter | Pulseoximeter | Blood gas | Spectrophotometer | Patient | Encounter | Pulseoximeter | Blood gas | Spectrophotometer
The Phase 1 of the Project focuses on: (1) exploring the Openoximetry Respiratory (v1.0.0) dataset from PhysioNet (Link: https://physionet.org/content/openox-repo/1.0.0/) (2) leveraging the data to develop a machine learning (ML) model aimed at predicting a more accurate SpO2 value which is close to the gold standard SaO2 value extracted from ABG. | - Build a classification ML model with: + Target value: SaO2 from ABG (continuous number) + Features: demographic variables (age, sex, race, ethnicity), dermatological variables (skin tone scale), and waveform variables (PPG RED/IR -> AC/DC, ETCO2, …) - Feature Engineering - Evaluation by Calibration Curve - Skin tone classification | - There are 9 types of files, which could be grouped into 5 main groups (see table on the right): + Patient Encounter: Patient, Encounter + Spectrophotometer: Spectrophotometer + Pulse Oximeter: Device, Pulseoximeter + ABG: Bloodgas + Wave Form data: 2HZ, PPG, Base Data that cannot/will not be used for SpO2 enhancement model: - The Wave Form data category seems missing a lot of data, and hence, cannot be used. In addition to this, PPG and Base files do not have sample_id, which is used to linked with the ABG data. - Patient: + Race contains many values that have no description (1,2,3,4 ...) + Ethnicity: contains only 2 values, Hispanic or not, which does not provide much insights. - Encounter: + Monk scale: obtains the scales for different position, and cannot trace the exact position/area of measurement, except monk scale for fingernail which could be helpful in some cases. + Finger device: can trace back for approx. 67% in the pulseoximeter file, but it seems not carrying much insights + Finger diameter: not in the scope of this study. - Spectrophotometer: most columns cannot be used since we cannot track the position/area of measurement, except observations of group 'fingernail' - Device: device types and light types are ignored as it seems to be a limitation of our study | - The target value is SaO2 whose data type is a continuous number; therefore, the suitable model is regression. - The waveform variables have too much missing values; therefore, it is impossible to put them into the model. - The skin tone classification can have some approach as below: + the target skin tone for monk scale/fitzpatrick in the encounter file are qualitative. + the features are all the quantitative variables in the spectrophotometer. + critical questions: how trustful is the qualitative skin tone scale? how well the monk scale and fitzpatrick scale address the quality of measuring lights for SpO2 even though we know that the different skin tone would impact the quality of Pulse SpO2 measurement? -> possible approach: create new labels for skin tone based on unsupervised learning technique and evaluate it based on the performance of the supervised learning model used for SpO2 enhancement? + other concern: the quantitative data have 3 different values for each patient_encounter, what is the value that we use for model training? -> possible approach: should we use the average value? or should we just keep all different values for each patient_encounter (x3 ) Therefore, to build a regression ML model, given all the waveform data is impossible to use, we have to use the provided Pulse SpO2 as the main indicator for the digital measured equipments/devices. | PROPOSAL 1: Build ML regression model with Fitzpatrick's skin tone scale - Target value: SaO2 - Features: demographic variables (age, sex), dermatological variables (fitzpatrick scale), and Pulseoximeter variable (SpO2 and maybe pi) PROPOSAL 2: Build ML regression model with Monk's skin tone scale - Target value: SaO2 - Features: demographic variables (age, sex), dermatological variables (monk scale for fingernail (less observations)), and Pulseoximeter variable (SpO2 and maybe pi) PROPOSAL 3: Build ML regression model with ML supervised model for skin tone classification based on spectrophotometer data - Target value: SaO2 - Features: demographic variables (age, sex) and dermatological variables (monk scale for fingernail: train model -> predict -> full observations), and Pulseoximeter variable (SpO2 and maybe pi) PROPOSAL 4: Build ML regression model and ML unsupervied model for skin tone classification (clustering) based on spectrophotometer data - Target value: SaO2 - Features: demographic variables (age, sex) and dermatological variables (skin tone clusters from unsupervised learning model: train model -> clustering -> full observations), and Pulseoximeter variable (SpO2 and maybe pi) | patient_id | patient_id | patient_id | device_number | encounter_id | patient_id | encounter_id* | encounter_id* | encounter_id* |  | patient_id | patient_id | encounter_id | patient_id | patient_id | patient_id | patient_id | encounter_id | patient_id | patient_id
[5 empty] | site_id | encounter_id | encounter_id | device_type | device | encounter_id | Sample | RED | ECG-II |  | assigned_sex | encounter_id | sample_number | encounter_id | encounter_id | assigned_sex | encounter_id | device | encounter_id | encounter_id
[5 empty] | assigned_sex | encounter_date | group | light_type | probe_location | type | ETCO2 | IR | ETO2 |  |  | age_at_encounter | saturation | sample | group |  | age_at_encounter | probe_location | sample | group
[5 empty] | race | age_at_encounter | date |  | sample_number | date | ETO2 |  | ETCO2 |  |  | fitzpatrick | pi | so2 | date |  | fitzpatrick | sample_number | so2 | date
[5 empty] | ethnicity | warming | melanin_index |  | saturation | time | ScalcO2 |  | RR | [5 empty] | melanin_index |  |  | saturation |  | melanin_index
[6 empty] | fitzpatrick | hb_index |  | pi | sample | RR |  | ART |  |  | monk_fingernail |  |  | hb_index |  | monk_fingernail | pi |  | hb_index
[6 empty] | monk_fingernail | hb_so2_index |  |  | ph | dev60_SpO2 |  |  |  |  | monk_dorsal |  |  | hb_so2_index |  | monk_dorsal |  |  | hb_so2_index
[6 empty] | monk_dorsal | hue |  |  | pco2 | dev60_HR |  |  |  |  | monk_palmar |  |  | hue |  | monk_palmar |  |  | hue
[6 empty] | monk_palmar | value |  |  | po2 | dev60_PI |  |  |  |  | monk_upper_arm |  |  | value |  | monk_upper_arm |  |  | value
[6 empty] | monk_upper_arm | chroma |  |  | so2 | dev59_SpO2 |  |  |  |  | monk_forehead |  |  | chroma |  | monk_forehead |  |  | chroma
[6 empty] | monk_forehead | lab_l |  |  | cohb | dev59_HR | [7 empty] | lab_l |  |  |  |  | lab_l
[6 empty] | finger_l1_device | lab_a |  |  | methb | dev59_PI |  |  | send email to PhysioNet |  |  |  |  | lab_a |  |  |  |  | lab_a
[6 empty] | finger_l2_device | lab_b |  |  | thb | Timestamp |  |  | sample_id for ppg |  |  |  |  | lab_b |  |  |  |  | lab_b
[6 empty] | finger_l3_device | km400 |  |  | k |  |  |  | # of people per monk scale |  |  |  |  | km400 |  |  |  |  | km400
[6 empty] | finger_l4_device | km410 |  |  | na |  |  |  | 150HZ, 2HZ mean |  |  |  |  | km410 |  |  |  |  | km410
[6 empty] | finger_l5_device | km420 |  |  | ca | [8 empty] | km420 |  |  |  |  | km420
[6 empty] | finger_r1_device | km430 |  |  | cl | [8 empty] | km430 |  |  |  |  | km430
[6 empty] | finger_r2_device | km440 |  |  | glucose | [8 empty] | km440 |  |  |  |  | km440
[6 empty] | finger_r3_device | km450 |  |  | lactate | [8 empty] | km450 |  |  |  |  | km450
[6 empty] | finger_r4_device | km460 |  |  | p50 |  |  |  | clarify in 14 samples, how many subjects are theire (monk scale distribution) |  |  |  |  | km460 |  |  |  |  | km460
[6 empty] | finger_r5_device | km470 |  |  | cbase |  |  |  | feature important for all vs monk scale |  |  |  |  | km470 |  |  |  |  | km470
[6 empty] | finger_l1_diameter | km480 |  |  | ETCO2 |  |  |  | update the legend color based on monk scale |  |  |  |  | km480 |  |  |  |  | km480
[6 empty] | finger_l2_diameter | km490 |  |  | ETO2 | [8 empty] | km490 |  |  |  |  | km490
[6 empty] | finger_l3_diameter | km500 |  |  | ScalcO2 | [8 empty] | km500 |  |  |  |  | km500
[6 empty] | finger_l4_diameter | km510 |  |  | RR | [8 empty] | km510 |  |  |  |  | km510
[6 empty] | finger_l5_diameter | km520 |  |  | dev60_HR | [8 empty] | km520 |  |  |  |  | km520
[6 empty] | finger_r1_diameter | km530 |  |  | dev55_HR | [8 empty] | km530 |  |  |  |  | km530
[6 empty] | finger_r2_diameter | km540 |  |  | dev59_HR | [8 empty] | km540 |  |  |  |  | km540
[6 empty] | finger_r3_diameter | km550 |  |  | dev64_HR | [8 empty] | km550 |  |  |  |  | km550
[6 empty] | finger_r4_diameter | km560 | [11 empty] | km560 |  |  |  |  | km560
[6 empty] | finger_r5_diameter | km570 | [11 empty] | km570 |  |  |  |  | km570
[7 empty] | km580 | [11 empty] | km580 |  |  |  |  | km580
[7 empty] | km590 | [11 empty] | km590 |  |  |  |  | km590
[7 empty] | km600 | [11 empty] | km600 |  |  |  |  | km600
[7 empty] | km610 | [11 empty] | km610 |  |  |  |  | km610
[7 empty] | km620 | [11 empty] | km620 |  |  |  |  | km620
[7 empty] | km630 | [11 empty] | km630 |  |  |  |  | km630
[7 empty] | km640 | [11 empty] | km640 |  |  |  |  | km640
[7 empty] | km650 | [11 empty] | km650 |  |  |  |  | km650
[7 empty] | km660 | [11 empty] | km660 |  |  |  |  | km660
[7 empty] | km670 | [11 empty] | km670 |  |  |  |  | km670
[7 empty] | km680 | [11 empty] | km680 |  |  |  |  | km680
[7 empty] | km690 | [11 empty] | km690 |  |  |  |  | km690
[7 empty] | km700 | [11 empty] | km700 |  |  |  |  | km700

## Overview
Link to instructional page | https://physionet.org/content/openox-repo/1.0.0/
Dataset | OpenOximetry Repository
Data Abstract | The OpenOximetry Repository is a structured database designed to store clinical and laboratory pulse oximetry data and allows for consolidation of data sets held by collaborating organizations. Matched or independent readings of oxygen saturations, arterial blood gas samples, high frequency processed and unprocessed waveforms, and other physiologic metadata are supported (e.g. skin color readings).
Non-invasive arterial blood pressure measurement and SpO2 estimation using PPG signal: a deep learning framework ¦ BMC Medical Informatics and Decision Making ¦ Full Text (biomedcentral.com)
https://openoximetry.org/skin-color-quantification/
https://skintone.google/get-started
use wave length to find skin-tone
Reflectance spectrophotometry is a method used to measure the reflectance of light from the skin at various wavelengths. While it does indeed depend on factors like blood oxygenation, pulse, and other physiological variables, it can be carefully controlled and calibrated to measure skin color accurately.

## Field knowledge
https://hypoxialab.com/sponsored-research/
https://www.statnews.com/2022/12/05/unbiased-pulse-oximeters-researchers-need-better-way-to-measure-skin-tone/#:~:text=Monk's%20scale%20has%2010%20shades,represent%20medium%20and%20darker%20shades
“To get pulse oximetry that works for everyone, we’re going to need to think very deeply about skin tone.” ELLIS MONK, HARVARD ASSOCIATE PROFESSOR OF SOCIOLOGY | The light used in the devices to detect oxygenated blood can be blocked by melanin in the skin. | And race has long been a proxy for skin tone in research studies because it’s something that’s recorded in both medical and census records, while skin tone is not. The medical studies that have come out highlighting that the devices missed dangerously low oxygen levels in patients with darker skin used race as well. | But the two are very different. People who are Black can have a huge variety of skin tones, ranging from very dark to very light. And some people who are Asian, Hispanic, or Indigenous have darker skin than people who are Black.
|  |  | https://www.youtube.com/watch?v=MHPgamGQmDY | https://www.youtube.com/watch?v=bVYOWuJlgEs
The fifth vital signs: (1) Body temperature (2) Pulse rate (3) Respiration rate (4) Blood pressure (5) Blood oxygen level | Pulse oximeters work by shining two types of lights: (1) infrared (2) red through your fingers and measure how much of both types of light are absorbed | Factors can impact the accuracy: (1) moving hands (2) fingers are cold (3) anemia (4) poor circulation (5) wearing nail polish (6) melanin in the skin *** --> poor performance of the device on darker skin tone. | Pulse Oximeter - Monitoring System Components: (1) Biological variables: oxygenated Haemoglobin and Deoxygenated Haemoglobin -> different light absorption depending on light wave lengths. (2) Sensor: consists of a pair of light-emitting diodes -> - monochromatic red light: 660 nanometers - monochromatic infrared light: 940 nanometers (cannot see) --> it's because oxygenated Hgb and deoxygenated Hgb have very different absorbative properties -> calculate the proportion of each type that is present. -> photodiode -> electrical signal. (3) Integrator - absorption + time -> AC/DC for 660 and 940 nm -> R values -> SpO2 (4) Output | SpO2 -> Saturation of Peripheral Oxygen -> how saturated Hgb is with oxygen

## Vinh's Project Analysis
Quick Overview |  |  | Project Summary
Key aspect | Description | Column1 | 1. Project Overview | 2. Problem Statement | 3. Approach
Problem | Pulse oximetric device measure light absoprtion to estimate Pulse SpO2. However, there are a number of factors impact the accuracy of the device's estimation: (1) moving (2) temperature (3) anemia (4) poor circulation (5) device type (6) measured area (7) device fitness (size) (8) skin tone |  | This project focuses on leveraging the Openoximetry Respiratory dataset from PhysioNet to develop a machine learning (ML) model aimed at improving the accuracy of Pulse SpO2 estimation for Vital Tracer's devices. | Accurate estimation of Pulse SpO2 is critical for monitoring respiratory and cardiovascular health. Current methods and devices may suffer from inaccuracies due to various factors such as motion artifacts, skin tone variations, anemia, device, etc. These inaccuracies can lead to unreliable health monitoring and potentially adverse health outcomes. | To enhance the SpO2 estimation, it is essential to find an approximate delta SpO2 between the estimation vs the gold standard "SpO2" from the blood gas sample based on several important and collectable features. After identifying the features, they are then used to train a regression ML model to predict the good amount of delta to adjust for each set of feature combination. Suggested Features that are important and collectable: age, gender, skin tone, etc. (see the below table for possible data) Suggested Models: Linear Regression, FeedForwardNetwork, RandomForestRegressor
Objective | -> original Objective: improve SpO2 estimation from Vital Tracer's device -> paraphrased Objective: find delta (SpO2) to adjust the estimation based on some provided features: skin tone, probe location, device type, etc. (the features will be defined/selected later) | Calibration curve from SaO2 Labl: SaO2
Data Source | PhysioNet - Openoximetry Respiratory (version 1.0.0) Link: https://physionet.org/content/openox-repo/1.0.0/
Baseline Comparison |  |  | Possible Data for ML model to estimate delta SpO2 for Pulse SpO2 enhancement
Feature | Openoximetry dataset | Vital Tracer | File | Feature | PK/FK
Device | 1, Handheld 2, Fingertip 3, Tabletop | VT-Watch, VT-Patch | devices | device_number | device_number
Measured area | fingernail, dorsal, palmar, forehead, upper arm, etc. | Wrist, ? | devices | device_type
Skintone scale | Monk scale (10 levels: A,B, C, … I, J) | how to identify the scale? | devices | light_type
Skintone measured at | fingernail, dorsal, palmar, forehead, upper arm |  | patient | patient_id | patient_id
Wave length @ spectrophotometer | 400nm -> 700nm | is it the same or different wave lengths? | patient | assigned_sex
Light type measured | ~98% Transmittance, ~ 2% Reflectance | Reflectance? | encounter | encounter_id | encounter_id patient_id
|  |  | encounter | age_at_encounter
|  |  | encounter | fitzpatrick
|  |  | encounter | monk_fingernail
|  |  | encounter | monk_dorsal
|  |  | encounter | monk_palmar
|  |  | encounter | monk_upper_arm
|  |  | encounter | monk_forehead
|  |  | pulseoximeter | encounter_id | encounter_id sample_number
sample_number
device
saturation
|  |  | spectrophotometer | patient_id | patient_id encounter_id
encounter_id
group
wave lenghth (km400->km700)
|  |  | blood gas | patient_id | patient_id encounter_id sample_number
encounter_id
sample_number
so2

## encounter_with_wfd
Folder | Encounter_id | .dat (150hz) | .hea (150hz) | _ppg.dat (PPG) | _ppg.hea (PPG) | .csv (2hz) | Total files | 150hz | PPG | 2hz
0 | 010127ad5b956a85fcd298cee3290455908f5857aea0e45459f0c390bbf2089b | No | No | No | No | No | 0 | No | No | No
0 | 01b0a887f76a3f77a708ccff97cabb16b223e572c4bfd18c4ff02c443c0c88d3 | No | Yes | No | No | No | 1 | No | No | No
0 | 0218aa199ef6e05f9cb938222abf2d2a25d7214e34f9cc7a14ca8f20d7e47b5f | Yes | No | No | No | Yes | 2 | No | No | Yes
0 | 0241a26f4be08b7312eab3099fb7e044376d7d433d69cc15ed67742b0ecf95f5 | No | No | No | No | No | 0 | No | No | No
0 | 026237b8b5542bcc94e106231d499ee3bae833633c4d068b7b56fed33914ff12 | No | No | No | No | No | 0 | No | No | No
0 | 0274ff212eab782d3a29b533b78a051984a04469844659e3cab48bab230e2e1d | No | No | Yes | No | No | 1 | No | No | No
0 | 0309e8beaed31d56ddf6e1ef49459c3f34a8d948c08bd08746e7fe100a77ad59 | No | No | No | No | No | 0 | No | No | No
0 | 037bc14f7b51b6ec271834ff183199450ea9ec87628c61e5839d5a28b450a9af | No | No | No | No | No | 0 | No | No | No
0 | 039d6278a1f20423ec2955be8ae305283887dc67fc5f3a04aa17ac01172c5b2f | No | Yes | No | No | Yes | 2 | No | No | Yes
0 | 0480a264b06b03cc1b7c1080c6163a53c500532ad311bbf3a5bfb069e2eb5bd6 | No | Yes | No | No | No | 1 | No | No | No
0 | 05461beaa57c7ad2d35075d5e859d9b57465d3398629b737c1954d5288e02aeb | No | No | No | No | No | 0 | No | No | No
0 | 056bdfc31ca6c99edbd3763acae788bddaf66b51204507342c45497b4fa924c6 | No | No | No | No | No | 0 | No | No | No
0 | 069ebf396c53c8955fd59924644e039f3c78ba6c9932e161038c17c8e0dea7c6 | No | No | No | No | No | 0 | No | No | No
0 | 0722f4a1b9b9898552f37af0eadce621a3e407eb11c4b9d6cfb05e898f018ed6 | No | No | No | No | Yes | 1 | No | No | Yes
0 | 072c1f59d1ac101545d5919c8aec72686c4753de3c8c3a7f44ca774aff945fd4 | No | Yes | No | No | Yes | 2 | No | No | Yes
0 | 0739dab99bbdf8f7d28869c38ea50f3e087448d0a9419d2488cb9a5acc5e00c1 | No | No | No | No | No | 0 | No | No | No
0 | 08018b36921fb8c42912036c4341b7659a5d53cc133ab1eea848f1e88eea280a | No | No | No | No | Yes | 1 | No | No | Yes
0 | 081dc6212afe2082cc0f84c06ce0bcad2296a897de6800739a66171e598fe300 | Yes | No | No | No | No | 1 | No | No | No
0 | 084e0f5fccd9068398a42b0a0daa97ac15ef0f2f5341abd2ec1aa5e9bc993f97 | No | No | No | No | Yes | 1 | No | No | Yes
0 | 08ba900fdba98789f68c8559387b0d96995484a65b782381f804004557427323 | No | Yes | No | No | Yes | 2 | No | No | Yes
0 | 08c9ab93ed93d62d796dcfd6bb03197cd26f74f7585512d7fea7c2599edc090f | No | Yes | No | No | No | 1 | No | No | No
0 | 096a47b1cf2a728cc3c22b1dc1050b9abcb04435371f4a027f7a8abcf5382807 | No | Yes | No | No | No | 1 | No | No | No
0 | 0b16e4aacb8222e62a981fc0d5ef2cac96d2360806f2132fd5596c244b01bec0 | No | Yes | No | No | Yes | 2 | No | No | Yes
0 | 0b60fef56286b168b44d5d0c935a40c042b8ad60b5160f9655f9068d0265dcb4 | No | No | No | No | Yes | 1 | No | No | Yes
0 | 0be700eb88a7225db22a71124b732d8bc6323f7d5b9625db31a789129a6e2f23 | No | No | No | No | No | 0 | No | No | No
0 | 0c4add4ddcafc4e85656b66e0ac81943fb5463d6540702358e65e8d840d87f68 | Yes | No | Yes | Yes | No | 3 | No | Yes | No
0 | 0ce8b6d6c1aeb58a5e81c3bbae74e5f7a159991b247ab0adcd348eea92a3ccdf | No | No | No | No | No | 0 | No | No | No
0 | 0d2f8ecfd8300330cb7e232b27be416b9dd3fc84a6060dc4a68811b28f568ed9 | Yes | Yes | Yes | No | No | 3 | Yes | No | No
0 | 0e2ad7a32975f6280704b80bcb1fa073e29f16fe9a7d685fbce20314373b674d | No | No | No | No | No | 0 | No | No | No
0 | 0e4b0603c40c88523279b127e60a53d0fb5b85bb1d5e5c8a6d0ea5dad2ffee7f | No | No | No | No | No | 0 | No | No | No
0 | 0ec044d3994e9c9f063f9fc436c34a83ec5bc764993b7287f6ccd58f7ebb7375 | No | No | No | Yes | Yes | 2 | No | No | Yes
0 | 0fe6279f59badfef7e6fe31ba2786b9102d9323dca4aeef426c1d8a81451b54e | Yes | Yes | No | No | No | 2 | Yes | No | No
1 | 100631f061e7f97f97ad5c03617b69ddd4e1819a377c689cdb93510b2e272409 | No | No | No | No | No | 0 | No | No | No
1 | 118932c72a0fab134a2607f843cec2dd794fb57f95395c2d1064b7cfe2ca4b4e | No | No | No | No | No | 0 | No | No | No
1 | 11edfeca0b3c7be79be569144ff6de5837a0bac3f24fb970bb288d48c02a13b5 | No | No | No | No | No | 0 | No | No | No
1 | 12cae0938d6b980a9178dafe6eebb5bd8dd651d274a921a5bfb95ac7594cc99a | No | No | No | No | No | 0 | No | No | No
1 | 12fc58c9c6b7e6898cf8f53ae55a39a935cd97a0168b6392a43df7912a6de37f | No | No | No | No | No | 0 | No | No | No
1 | 1430b8e8a0a4ad7cdb4406e5bcca7530117a86ba06207110fbde14d710ca2171 | No | No | No | No | No | 0 | No | No | No
1 | 144774f7f32f7ea35e877db7b174936082a33de01f331fd115554602f87c9a48 | No | No | No | No | No | 0 | No | No | No
1 | 148ee1f39157aaf57013d77eb8e9da0a4193c5b57ec73aad8eda5b65393f7b6f | No | No | No | No | No | 0 | No | No | No
1 | 160fd64a68084fb729eef045f2c45f39ad6b078e174af3dc96ba7a34fe4e4dc2 | No | No | No | No | No | 0 | No | No | No
1 | 16696cb1849e05133fedca2dd89c3ba48daab6c36528dddd302507ae22372d1e | No | No | No | No | No | 0 | No | No | No
1 | 1775671c05e114f848d3ae0b036624b3c85cb054be7f42d3661915da2c0bd317 | No | No | No | No | No | 0 | No | No | No
1 | 19019e9a29a45524517ff3f6bc4a21972ac20252ba309530a9ee86d20b785c41 | No | No | No | No | No | 0 | No | No | No
1 | 1a5c4ce0e7905d951938d4c68aef336fbc085ef49ca8df2e361595d2e8a2b041 | No | No | No | No | No | 0 | No | No | No
1 | 1abae391e9828f57371093a00fc24fa9b3569ab362f3914cb99a0fdc6c7e1b37 | No | No | No | No | No | 0 | No | No | No
1 | 1b45f9c64bb575e2490b1076d10aca0383bce22d6c4b6b2e868ac12679f4d4a1 | No | No | No | No | No | 0 | No | No | No
1 | 1b880270d1331e91cd1d0ee92f539272f32b011df90cabd0fb7351a7e1aa3ef5 | No | No | No | No | No | 0 | No | No | No
1 | 1b9e4095124f1a00e3755131692ebbf166e79a16be53b3d6236dc1794f5da71e | No | No | No | No | No | 0 | No | No | No
1 | 1bb251a0d77730fa51884fc2d542bae830f33421bf48ee167a8c83f4cf7d7e0f | No | No | No | No | No | 0 | No | No | No
1 | 1bd50f6ff658935f71989107c9aa5355799ad76e78e58d3e1f25df665e4586b9 | No | No | No | No | No | 0 | No | No | No
1 | 1c007b8800a7ecfc9a07eeace2464ab8a0be39249b70c5d89ff45c4e2e14a7ea | No | No | No | No | No | 0 | No | No | No
1 | 1c51e3bcce24a2c3b0127fd18b32a69cf17661535e1df7b5de37be39488e0483 | No | No | No | No | No | 0 | No | No | No
1 | 1cbd644583cc426d6620e451633b7e48801600c53f8cd0477cf942df9ddac703 | No | No | No | No | No | 0 | No | No | No
1 | 1cedcfe85338b136680085da2ab50c68a1a78c367a062fa188ba2f632481911d | No | No | No | No | No | 0 | No | No | No
1 | 1e696b016b1284d070b60129280d8a9401d06216ba048e35912cd819bb098918 | No | No | No | No | No | 0 | No | No | No
1 | 1f1bf63b4371d1042a526e44891f11d4f2883e594ecc65898f3e087ffbd54d83 | No | No | No | No | No | 0 | No | No | No
1 | 1f36dfcdb15cec108f3f726518e05cb011947e56be2764b95852a59687161e06 | No | No | No | No | No | 0 | No | No | No
1 | 1f4b1710fcd81e57cfb5f1f2efb78b81a4bc17ba9c591fe9cd531bce54fad97f | No | No | No | No | No | 0 | No | No | No
1 | 1f5315d2a9aca491ad99edaf63109666da1954af56d78b622ef89b199c82b717 | No | No | No | No | No | 0 | No | No | No
2 | 200e7ff0ea058836290c24b57f9aeedffe757a8c0ab0c0fbdde6c017da3a62b0 | No | No | No | No | No | 0 | No | No | No
2 | 209aa9d8b28053101ac280702058a884aa6ee448e3ee998eb993eea0913ff563 | No | No | No | No | No | 0 | No | No | No
2 | 22839ecf2333cf3e7ee2dd330877c02af17e592093d2158daa51f7e79a2beff3 | No | Yes | No | Yes | Yes | 3 | No | No | Yes
2 | 2283c2d2201319118753c0bde89bff1e5122e7d3464521cab84b694292797a54 | Yes | No | No | No | No | 1 | No | No | No
2 | 22a1e14f1f406d84e2b650fd403335b832b78853e4ac00beabd949840b0695c1 | No | No | No | No | No | 0 | No | No | No
2 | 234883117521d5b69a245f7aa726fd53be2708234fc6852766af3bf3537957e0 | No | No | No | No | No | 0 | No | No | No
2 | 24191d563c4fcc5fcdc9e2a0f4667fbd2016580427950105abf612eba85b04e3 | No | No | No | No | No | 0 | No | No | No
2 | 242c9bc4a8540a2757bc7c4834aaf8f5d891495c6778de917a35df3b2bbf4a52 | No | No | No | No | No | 0 | No | No | No
2 | 24bacbd0375bb7d9be715b081fe8c0b08beabc8d15286550c03bebaca5ef363d | No | Yes | No | No | No | 1 | No | No | No
2 | 250569e942cd5d6be0fbc52daad79a4d8ce08cd1f5e4e8ee142d831db396a722 | No | No | No | No | Yes | 1 | No | No | Yes
2 | 25b3719d6b42facd104dbeabccd1c08485878778079dd8bad266adaeabe38f3f | No | No | No | No | No | 0 | No | No | No
2 | 25eff0a21ef66205b7d6e32b6635ea2a76390f85bcf8e4922127e00e09dd53f2 | No | No | No | No | No | 0 | No | No | No
2 | 26da795f55c842eafd907b516c351d6cbfad5b6d709afe0a4df218726f94cdb4 | No | No | No | No | No | 0 | No | No | No
2 | 28246b3697502db4c58157bc4608a552ec5ccb6ff91311c79ab2417267c0ea95 | No | No | No | No | No | 0 | No | No | No
2 | 2862541766657363aa2ba167406a5d7ffc5052f2f9bdf003113abfcff9e7233d | No | No | No | No | No | 0 | No | No | No
2 | 28be32631d35e57c72e369bc5064959826dea2eed312f36a2aec3d37cac2b0e1 | No | No | No | No | No | 0 | No | No | No
2 | 29105dab3ff8758ef2e670ccf427a08788f26fb4d759a1577f8896d37383514f | No | No | No | No | No | 0 | No | No | No
2 | 29186c0eb977598374dc77a8ee5a7173ec2bb08b95f7d30c512b4e23aa2475ca | No | No | No | No | No | 0 | No | No | No
2 | 29cab2e3671dd62498a17595f2fad09c1ecd67e01013a17a65ff031e56538483 | No | Yes | No | No | No | 1 | No | No | No
2 | 29f7ee6603417ac801ba674493fc7baa4fc50e78427e509fb89edcbc4ac11a26 | No | No | No | No | No | 0 | No | No | No
2 | 2a09ff8cf9648e1b531631f441d10ee7ed0c30a98ea746046346dd857fa29af7 | No | No | No | No | No | 0 | No | No | No
2 | 2af542dd8027b5fd17869001c0deb76959c6d97dcd1915a6c4d146cb644ea762 | No | No | No | No | No | 0 | No | No | No
2 | 2bdec53a2838bc63c02fb6ce5e4d8ecf3848eaa2663f37dc533e0e4bf3fbf0ca | No | No | No | No | No | 0 | No | No | No
2 | 2cb0abaaa561484eefd1e6bc17ef51870959cd297511f6c9190e2d2657e93ddb | Yes | Yes | No | No | No | 2 | Yes | No | No
2 | 2cb51efdd178827524b178f92fa20ddb06b066ad54c9badaba44f8d77f9b699b | No | No | No | No | No | 0 | No | No | No
2 | 2cc5d632641e997826527ee4bdba133eee8e2c2173386bcb0a910a1d64e3ee9f | No | No | No | No | No | 0 | No | No | No
2 | 2d1eb76e38360105c213e09638b05430d618c351eeeaa0a8ae573f3adf7ead74 | No | No | No | No | No | 0 | No | No | No
2 | 2d6a3a9888b32ef7811a0a8c61b77f8be1aad0e9c1a007846e10411bce4a4623 | No | No | No | No | No | 0 | No | No | No
2 | 2dcbf1f566e6dbc1ff90e40445f4a0455e5c2243d989ce79fdb85eed7221bb50 | No | Yes | No | No | No | 1 | No | No | No
2 | 2e3e6de5c1981205a44532824caea2443aed2aac658aec1bea549b7492eeef72 | No | No | No | No | No | 0 | No | No | No
2 | 2e4c4097b3619d4de3040e802428245e39b05d8d03117e1aaef2de9921fac302 | No | No | No | No | No | 0 | No | No | No
2 | 2e4d364e150651d6c5e8ef91005dc63732c17c85a6e634de71e2d0e618c983cb | No | No | No | No | No | 0 | No | No | No
3 | 30a1b4f2ac22018ecd4012a81a1f81995afeac706a0acb215be5c749cc18d629 | No | No | No | No | No | 0 | No | No | No
3 | 30ac6f1e7249c7b636637268be0ec8ae8c4beaaf7c8ec0638deaca6c0b7f05e3 | No | No | Yes | No | Yes | 2 | No | No | Yes
3 | 3159a2b206df42252d629ae2dd1d1612ac8c607fbae63ec06ef62cf307f7f824 | Yes | No | No | No | No | 1 | No | No | No
3 | 316dedd89c4082e8b29e48b1b5536047ec186ec35fbf4acd3946188d97c3f143 | No | Yes | No | No | No | 1 | No | No | No
3 | 31cffbc6966fca7875b23d47360f25d4bd35a9e3d905923f33fafd410b0f4757 | No | No | No | No | No | 0 | No | No | No
3 | 31e161f8d003478e576706fe87ab70a63a1fc743ec39c270a0de5e194c857c88 | No | Yes | No | No | No | 1 | No | No | No
3 | 32380d3493c95911bc215166ed9f99ea089710d8049706d3ebc59b237a60d94f | No | No | No | No | No | 0 | No | No | No
3 | 326b94dfd6ab0bae368f925ddbcf81916361a8989ea49aefbff087741ada4334 | No | No | No | No | No | 0 | No | No | No
3 | 326c518b7b2fb17767816a80fabe1fae57ef701abddebe2a6e0714b219d8eee3 | No | Yes | No | No | Yes | 2 | No | No | Yes
3 | 32ac3b93879f142f212194ea3be313b89c852428492c466c9ca86327fad20b32 | No | No | Yes | No | No | 1 | No | No | No
3 | 32c71b56263ed7a28c53b7d5b3812e20ca7d176868e6b93510615a9aaafc56b3 | No | No | No | No | No | 0 | No | No | No
3 | 34f260ea9d00c1e035b6ca59cd880ab66ec7b77cf08c9db3599af1082e19aa78 | No | No | No | No | Yes | 1 | No | No | Yes
3 | 35e90061d73248043afddaa7534d099ff82b5821812c545afa747cc6a0ceb918 | No | No | No | No | No | 0 | No | No | No
3 | 363a9687ba369ea307190dbd10bb707f7b36526318d683a69c33e65292190fa8 | No | No | No | No | No | 0 | No | No | No
3 | 3651f77e25a25551e24a18dbba375f99cc66d6573a168eb540a90cab073c4859 | No | No | No | No | No | 0 | No | No | No
3 | 3676769b48013199fc7b503528f087e774a44e4b09d0b0315caf48fe97db6669 | No | No | No | No | Yes | 1 | No | No | Yes
3 | 36b8fef3c55f1aa44d9098a3f131fb43306b375bf51a843c4c48f8b9b16cc7c1 | No | No | No | No | No | 0 | No | No | No
3 | 37b50d20169f181af9375e785695ac34ba847bbbecfbfa2aa0d632f1aad43a1d | No | No | No | No | No | 0 | No | No | No
3 | 386d956228f388e1e5c60a71a4b33a593cc71b72a48a6ccc64e36bcc39d00252 | No | No | No | No | Yes | 1 | No | No | Yes
3 | 3885e09c5552e13c0b9eccedf029569c00ef01947ee085ad81774e6c4c5b3930 | No | No | No | No | No | 0 | No | No | No
3 | 38b342c250a823389b7f754ef894a2af4564ad20eec4721ba9827bd0f3c08081 | No | No | No | No | No | 0 | No | No | No
3 | 39e506cb109511670b98a2cb4a746ec4efaff27bb0d0c35e5f72d5316254c21e | No | No | No | No | No | 0 | No | No | No
3 | 3aa47f920195660f04a51ea9e558ac991e1f914f14e5aa3337820260a7aafce0 | Yes | No | No | No | No | 1 | No | No | No
3 | 3ac5dbd5ad0c25cc092799609d34dd5e3577d5a73f4c465b8bf950418419735e | Yes | No | No | No | No | 1 | No | No | No
3 | 3acc618776f10f4fae4568db2fb588cb5a2eb3b62bdbee36fe74b45df9996c88 | No | No | No | No | No | 0 | No | No | No
3 | 3bd66e7c6fb35ba7d6435adee858f74bf20fe41379f3bf6936eed19448495ee5 | No | No | No | No | No | 0 | No | No | No
3 | 3ce9b8433689f0042bf6c4d6738a486b868de6435bbb35a930e040dcba8d42bd | No | Yes | No | No | Yes | 2 | No | No | Yes
3 | 3e245418c9fb4086c0909130617d72301125bf2e3d66ec9605e24a48ed9a67f2 | No | Yes | No | No | Yes | 2 | No | No | Yes
3 | 3f27515800f5699e907cde2186a964919d549ad305ef344497e02569942382e6 | No | No | No | No | No | 0 | No | No | No
3 | 3f2bc35b1ffb8514462ae223a35046f08b6a1fe95c481973b0205deecbc30799 | No | Yes | No | Yes | No | 2 | No | No | No
3 | 3f512bd15a6d657e30b8ed43e545175328c7e1381fd29053f41123730a1d933b | No | No | No | No | No | 0 | No | No | No
4 | 40c7945df795fd59df37f8e56f0f2151727790b2994b5e76192b564a8257e020 | No | No | Yes | No | No | 1 | No | No | No
4 | 41240689e5188beaf51a3c94c38158c061bb4ffc0c3a9a2f2ad016d4321fa958 | Yes | No | No | No | No | 1 | No | No | No
4 | 42db324346ffef2fb15957cf34e938079ee7c25143c82d9e3eea851548157e93 | No | No | No | No | No | 0 | No | No | No
4 | 4368d773a1c8e2acb564753f9bc29b17b21c065e7701ca8a93b32cea1be0a20c | No | Yes | No | No | No | 1 | No | No | No
4 | 43f969a2dbbcffa6e4bfa496253da476c40f9d75855dd9323aa927db34c50785 | No | No | No | No | No | 0 | No | No | No
4 | 441dfe1bc952b4afb0e4184b539af465936e1ab15744da94ca26e570a8379c8a | Yes | No | No | No | No | 1 | No | No | No
4 | 467dcbae2124e8fb24498f02f9d44ab7c80360bfb5c89ac01eb155ef79bb8262 | Yes | No | No | No | No | 1 | No | No | No
4 | 46a66f92445f96fd7ba7dc8fe121ec9c7d71c834f9bff2f9e7bca4dc47dee779 | No | No | No | No | No | 0 | No | No | No
4 | 46e4623d4a12065da1b980bbca0c265b32798e02bf2bdf78d6644ed6c6fd5cbf | Yes | Yes | No | No | No | 2 | Yes | No | No
4 | 470dc18c82edb8c114a29702426fd7a9dd08c45f2ca3ca4175ac8fc231241985 | No | No | Yes | No | No | 1 | No | No | No
4 | 4773f1fd449248d75f9e80b9479534037d9d29f7ce946a6d0e6680753da55df6 | No | No | No | No | No | 0 | No | No | No
4 | 478e07ec1a66b646738d0c9490c486d5292fc6222bb7c10f6f606f1560fa5afe | No | No | No | No | No | 0 | No | No | No
4 | 4799f6a0f853246c65071c45db2b186bc4861d6d0786742e2e0d964189c44772 | Yes | No | No | No | Yes | 2 | No | No | Yes
4 | 479d5fa29baab519b9d650482b252d4f9f2f10351f7b003491828197980d892f | No | No | Yes | No | No | 1 | No | No | No
4 | 481644e11350ffc7a132b3f05368f06d2fc343aac5aee1dd8839137cb8fcbcf0 | No | No | No | No | No | 0 | No | No | No
4 | 4844dc766cd6e730111fb10c574579c5ec2d52669edc108f706f904186b83741 | No | No | No | No | No | 0 | No | No | No
4 | 498b2451272744334e8ebe9acd913b794f074f106014b4e491dc99cb6e34d910 | No | No | Yes | No | Yes | 2 | No | No | Yes
4 | 49add8851d6cf19d2a079eccd57e9ca1098383ce9eabde92ec1feff321dbea32 | No | No | No | No | No | 0 | No | No | No
4 | 4b52dcedd57d3871fc60bb9c19f11ec737c468fe3a461f5dd283b4d2da0689ed | No | No | No | No | Yes | 1 | No | No | Yes
4 | 4ba16e3de0a9b94948f929e4eca8e6fdfab9b0a5e7b77ae7e86e728b8dc750cf | No | No | No | No | No | 0 | No | No | No
4 | 4ba98dadf20ee9e542af537f920b70308b1f3ee2e94379416aaaa82f682695e0 | No | Yes | No | No | Yes | 2 | No | No | Yes
4 | 4bbd34cede54bed181f8344e2b9165b928e9fdf1e5b0cf4198d46a69110ce8de | No | No | Yes | No | No | 1 | No | No | No
4 | 4c842c0e85b7b5d4d0173e2d59a305c408d2f5fa12d6ceddf71cd6870c51a7a8 | No | Yes | No | No | Yes | 2 | No | No | Yes
4 | 4d0b651a918330f671aea7723addc159e7ac0925739bdcd592d5731ac38f7908 | No | No | Yes | No | No | 1 | No | No | No
4 | 4e5b9cdc679c0f6d1a1305f3b230af69a6468a95e1d50395ec6b80d7d8088434 | No | No | No | No | No | 0 | No | No | No
4 | 4f6f230f9affe74fbb04c594b79a082e12f919430d4d37f0ad951db2c555d95f | No | No | No | No | No | 0 | No | No | No
5 | 50c5e2849c3441fab5a64026cb267d16fa8ffe817cab79ddf43bcda084917cc3 | Yes | Yes | No | No | Yes | 3 | Yes | No | Yes
5 | 5107e6ab868eb9b00ee96ee08479f66a4386314999987f95308975281743e7fa | No | No | No | No | No | 0 | No | No | No
5 | 522de865416f7b759837b311e9f4f980c583a689c5f1ef81b9e085d1dee8961a | No | Yes | No | No | No | 1 | No | No | No
5 | 523523d0d1c12e5b7b6b1dc07ea605192abd9923af683bb78282e13799f9a292 | No | No | No | No | No | 0 | No | No | No
5 | 52c9e4c2ba712edd9c95355f0a3ba7f7591a549a715e7b78ea866aba49d06cd6 | No | No | No | No | Yes | 1 | No | No | Yes
5 | 5301d6a852278817dba7657bbd104a14a93812dada04646f63cd07430b255251 | No | No | No | No | No | 0 | No | No | No
5 | 53099337b52154849a54eee0de936844f1f313fdb9faa6fcbe5cd3eddef05a9f | No | No | No | No | No | 0 | No | No | No
5 | 53af93fd2d18b553891dfbc6e88cb15a2e2854fe484cecc83f15803664717dfe | No | No | No | No | No | 0 | No | No | No
5 | 54d4537d020e07c66452fbfda48c8e4a70ce044f518ddb142326a92893694a55 | No | No | No | No | Yes | 1 | No | No | Yes
5 | 559134583e0e386bd685401386b80a09851c0238919b2cfc801477c32fa6a9a4 | No | Yes | No | No | No | 1 | No | No | No
5 | 55dbb523b89c9cdc36d782b03244a83e56ebc3369a73246e2baac3cb22754d9c | No | No | No | No | No | 0 | No | No | No
5 | 560bdcfe2a279c7dc15b02bdc810ea6ffd6d4d804fa25fa4fec5b5330d61cbfc | No | No | No | No | No | 0 | No | No | No
5 | 569c6bb44d7ea663197d7802b42799f4d596b42ec7aa12c6415b1635105d8622 | Yes | No | No | No | No | 1 | No | No | No
5 | 5749606841ccc4facfcf0ebeb93e15f4c3473575fe89846f20db804653c21611 | No | No | No | No | No | 0 | No | No | No
5 | 5763ae9cd3d812a7a555d541540aaedd89e44d7a454cca0a46de365adb5e48e2 | No | No | No | No | No | 0 | No | No | No
5 | 579fa430fe93167ec341d2ecd63e760176f7c9f951a600eb71ecdc6f7b7376b2 | No | No | No | No | No | 0 | No | No | No
5 | 57acfb488d23e0a25cc0da963bfefb28c6991e9ece6779888aadacadcc596d8f | No | No | No | No | No | 0 | No | No | No
5 | 58032163f939b57b4422ed1801e33271c87219f26b57d8b340a3f73b8ef2a380 | No | No | Yes | No | No | 1 | No | No | No
5 | 58136fbdac57c6e94dd6f950c933b47638bb79e8af85ff15eb0d664761b6c0c0 | No | No | No | No | No | 0 | No | No | No
5 | 58c1bbfe347dce8d4f838f293bff62d444d3abde8e7575640e38b270da79cffa | Yes | Yes | No | No | No | 2 | Yes | No | No
5 | 58ec96681d461d48b173fd15e4cf277f2324e5430187f8c3a0ccea5af33ca906 | No | No | No | No | Yes | 1 | No | No | Yes
5 | 59029fc056a78387e23f3437345e5f16790372b8606f4978cccd4559591885e4 | Yes | No | No | No | No | 1 | No | No | No
5 | 59953a01cf4078e833dc8da0be78342dd774bf9034694d7991b2fd93ca027802 | No | No | No | No | No | 0 | No | No | No
5 | 5b6c7e3605e46a964568b102307df1c368ecb0589fe0019fb99ddcf77d126cb8 | No | No | No | No | No | 0 | No | No | No
5 | 5d713dff744b3eeb5f5d3ea1ffcca4c381e5944982cd04d2ff8a8182f1ea7752 | No | Yes | No | No | Yes | 2 | No | No | Yes
5 | 5d7438664d8cc4685fe6e873faaf519ba7be1e2f90a43cf071fe42261a6ab2d3 | No | No | No | No | No | 0 | No | No | No
5 | 5db49de6ef528d63f4ff176ddd407f5ea2bd977813ed653b2e3ad5b1bb50f79e | No | No | No | No | No | 0 | No | No | No
5 | 5e938d64be1e78776b4325601467d59fb26499b7e24e5a146db0ebcd90c2928e | No | No | No | No | No | 0 | No | No | No
5 | 5eac9d8a5271b96e45f4966a4f2d5b8f2ee4045d1b3de49fe26373c44457fed4 | No | No | No | No | No | 0 | No | No | No
5 | 5ebd32d5ef8a8253aad48fe0cbd111cf4de562c64b6ce0ee96d46ac0648f54f7 | No | No | No | No | No | 0 | No | No | No
5 | 5ecfacd1ccda180db4df511542a2e577244e58ab64478ca620c2fe513c5ce350 | Yes | No | No | No | Yes | 2 | No | No | Yes
5 | 5fc0e70c1a75c4568f637849ba9be1284810c532c22b98fcc68864da7bf52544 | Yes | Yes | No | No | Yes | 3 | Yes | No | Yes
6 | 605d022579e71555b1786a5e93416ac8a7434de994fde40fe43da35717806436 | Yes | Yes | No | No | No | 2 | Yes | No | No
6 | 60c599a5eefbe3e5c33e2d10b33d867cdcc283635b0fd23dfe7a235903960190 | No | No | No | No | No | 0 | No | No | No
6 | 611893a577e44fc47b2ce1f857bc5f323d11461362985a6f10c1ac3751746809 | Yes | No | No | No | No | 1 | No | No | No
6 | 62c5ea0c5b4b7a32cd0fb70835b578b161ac68f2a3b8aee68af2996ae753674a | No | No | No | No | Yes | 1 | No | No | Yes
6 | 631ee6ac1403358a321fda223606008eb2063d797b8be301b216e18eff0dcf1c | Yes | Yes | Yes | No | No | 3 | Yes | No | No
6 | 6473a691fa4d6b0d5b1362be0ac94b56e5f7e8713151b8b2cf9b7943e2618246 | No | No | No | No | Yes | 1 | No | No | Yes
6 | 64df831bf33684b253dbe87c4eb60a7ca8ad01f6c20a766ce46440a1dcad211e | Yes | No | No | No | No | 1 | No | No | No
6 | 6518a21fd04aa5bfbf02694722fd5caf25a029b10646a439590fb09906a20abd | Yes | No | No | Yes | Yes | 3 | No | No | Yes
6 | 66250b23d792fd85efa842c63db22d61f26085019ba900a53d6ab865c6d475b5 | No | No | No | No | Yes | 1 | No | No | Yes
6 | 6678bad4ad6ca12b34e918e85ed72dd5ccb096289ed8a341648d70575f523e52 | No | Yes | No | No | No | 1 | No | No | No
6 | 6840ac9588223ecb3a147ee9239ec5ba68f143c0f30003561431e1cc41f092e2 | No | Yes | No | No | Yes | 2 | No | No | Yes
6 | 68c452cd5a2dfc23563027229c1c2dad3c83c22693179f15393ccf2d96d1ac07 | No | No | No | No | No | 0 | No | No | No
6 | 696668b4fb4960a89e852b190aae44144618975e7d5d5a8b99596046d31dd4be | No | Yes | No | No | Yes | 2 | No | No | Yes
6 | 6a8b527ab932b7a60512b57c99d2d9512cdf1f481e71a32e4e1e7dab2495da79 | No | No | No | Yes | No | 1 | No | No | No
6 | 6bf3487caa9bc3fd1beb25c76996e6902c1e08907a10c93d923ee26573cace6b | Yes | Yes | No | No | No | 2 | Yes | No | No
6 | 6c57b087b831664390ed808d5ad25b42f974979ce4318e345bc7a9cf17830322 | Yes | No | No | No | No | 1 | No | No | No
6 | 6cf21ab3e2bcc62fc9c165349c3a1bc8193a3c528b46101d8c04ccae34b29b4f | No | No | No | No | No | 0 | No | No | No
6 | 6d2177541b8a0d91549b8767568fdc3a3f95fe4e75fa939ebde76f69c889eab4 | No | Yes | No | No | No | 1 | No | No | No
6 | 6d7955c8edf71c563a1b6c7f5c8da01d6429c599518efd10913c1c4b7019f2ee | No | No | No | No | No | 0 | No | No | No
6 | 6de0a2e6e355f4a46afacdb27b8a8512eccce459d39025fc41f649b740dfcfa1 | No | No | No | Yes | No | 1 | No | No | No
6 | 6e1c182308fa337fb45704dc530fb3190536a7450cc154c0cf21e87dbb2335f5 | Yes | No | No | No | No | 1 | No | No | No
6 | 6f67e0b309bf1856c93da71b770ffd7d4b2640411c7db5e3d3d860e9cb21df9f | Yes | Yes | No | No | Yes | 3 | Yes | No | Yes
6 | 6f7df5dcb12b69d5421945ce26b6a1a7e2c242ae4b9aaa2da9da59e676060c89 | No | No | No | No | No | 0 | No | No | No
6 | 6f9da45c7ac24514908d364b1fd624ba0eabeed7c5dd71468b42b34fdeeffe98 | Yes | Yes | No | No | No | 2 | Yes | No | No
6 | 6fbf7824117dd74794833979c13baaa7f20684c27b3a0aa2c3b8d1ede05215cf | No | No | No | No | No | 0 | No | No | No
7 | 704ba16fa95ce990bed8102da220c46cd5dff9f4c9d6c9605b5b6ed404edbe58 | Yes | No | No | No | No | 1 | No | No | No
7 | 70d35d528f715a36d03aefc5efbfe6519272aeb8efda987ba60f15a1c665b1f5 | No | Yes | No | No | No | 1 | No | No | No
7 | 70e2fd7c47593e9052c0cba8783f921dcf366fff560257a661d4cf7515590392 | No | No | No | No | No | 0 | No | No | No
7 | 7123b40dd4a9b7bd64efc1dd270c22a80940e54aca69a83dbdd37806b389f5af | Yes | Yes | No | No | No | 2 | Yes | No | No
7 | 717701baac92617bbda400ab19dc53851d394ab27271d15c4fe6bf6f84b31a77 | No | No | No | No | No | 0 | No | No | No
7 | 726fa0d781af71b4f14ff195d404c2181e790dc223cd1e0a47199cd961070783 | No | No | No | No | No | 0 | No | No | No
7 | 735c4112040cad0e027ac471c641d163e448e37257d23d44f5824eb9fc31134c | No | No | No | No | No | 0 | No | No | No
7 | 7425a65b4e3bcda1f5a6329aa2d4af2a31069a878102514eb35a2ba7bc90a6b0 | No | No | No | No | No | 0 | No | No | No
7 | 745063a82273fef631adde87b6b9ec33864acc0291e912fbd8e89f08f2ab6a3f | No | No | No | No | No | 0 | No | No | No
7 | 74812954e8c9e09c912a0cee5e3b05d2d8d12dc39683c3faf8a526ab69cc5a35 | No | No | No | No | No | 0 | No | No | No
7 | 7572ecfeceed99e83751a07e1da2d5b93a5aa2307cd31e76dfe774df937ecfc6 | No | No | No | No | No | 0 | No | No | No
7 | 7693e8021fd8ecb90103b522862b41a2e42d6ccb9dd248ad24d3dff7f430a7d0 | No | No | No | No | No | 0 | No | No | No
7 | 769ec84d9f22bfdc1167eda2c546f16d89bdbf1246fb00cabc677b194fa6c894 | No | No | No | No | No | 0 | No | No | No
7 | 76a68af5dc03c44160943f31d7dbcce322250fe84429d014b10f9265480d8999 | No | No | No | No | No | 0 | No | No | No
7 | 76bac6cfb4704bb84fb29989bb7a6ea70ff5bbfbe70280d2a25e2b50615e08d8 | No | No | No | No | No | 0 | No | No | No
7 | 76f0472f9884283cc76923ce16ee019da3055e348159d3898c88129ad799413d | Yes | No | No | No | No | 1 | No | No | No
7 | 771e736de14acbb27f9a119aa38908f42d8bbb51bcb3c65ddc9fdf601cfab7c3 | No | No | No | No | Yes | 1 | No | No | Yes
7 | 77c2173d2108915e0bb0eec7b77948dbbaf49f52d873248eb4c5ead7c0e0bf92 | No | No | No | No | No | 0 | No | No | No
7 | 77d3578cebb9d1fe700a00ce7870ddc4275ddc8f1a398583874b35f3b742b0f9 | No | No | No | No | No | 0 | No | No | No
7 | 7a5f97e08b58e770de7739b74b2d42d795c2e87200639b5a1732b4a543ecadc6 | No | No | No | No | No | 0 | No | No | No
7 | 7aae32527e19cc979ee93b900ae7de577a2d8e0e2b75ea4d19bda43589e1e44b | No | No | No | No | No | 0 | No | No | No
7 | 7b11f32a732cdbd1027a446027ee3c61118afd3b7f61125b20659bb662227c21 | No | Yes | No | No | No | 1 | No | No | No
7 | 7ca2b3d972831806ebfc665385b49fd7abe14745bf3772a16970a7b7b2359603 | No | No | No | No | Yes | 1 | No | No | Yes
7 | 7ce59f24492235176b88b46088f71559d295ffaef65fecaaa4dc724bf51eb6ca | Yes | No | No | No | No | 1 | No | No | No
7 | 7da5d05204414b1391bdd4271ad074fc16cff08b929f9ce1d15776b67d6d4573 | No | Yes | No | No | No | 1 | No | No | No
7 | 7f1e0fc93245a82c98f49e15eb32648f2e0a64b4de9b741c311698358d808221 | No | No | No | No | No | 0 | No | No | No
7 | 7f3f2525e85eca47996aa98087dec22abffef70814e3c8f0cc1652ecf402c246 | No | No | No | No | No | 0 | No | No | No
8 | 800429fc675dd99d4e362e5a9400e948c5767b159d7587ae2fb90789892b7c53 | No | No | No | No | No | 0 | No | No | No
8 | 80049f0e2f1b9184ab25519b5198e5178be729ac5987a7dae081887379d3ca8c | No | No | No | No | No | 0 | No | No | No
8 | 80192cd11db698265a56dcf28b9ca2b05f33f027eb743deef66aaa44838401ca | No | No | No | No | No | 0 | No | No | No
8 | 8042921f8bedaf3df672aa7199b0c314077c2c2f6d69df453bbb65ed8b30b991 | No | No | No | No | No | 0 | No | No | No
8 | 80b108e10427bfe86edc4b64beaf760705d3f995825674d98ebbb44a9d866ba5 | Yes | No | No | No | No | 1 | No | No | No
8 | 80f4c27a66927addaea0936a0c11fc77dfa6ddcd3e686adeb4b5d1177d1a5f75 | No | Yes | No | No | No | 1 | No | No | No
8 | 80fb45374ddc6a37e9be27ff1ce93a91fd1ac2d73b20a3025e7cb5b218775636 | No | Yes | No | No | No | 1 | No | No | No
8 | 81d95178ef85a80ba6714218a85f6f8ad577fd7a2ade6552d299f8203f9fc416 | No | No | No | No | No | 0 | No | No | No
8 | 825159ea6139176b41a21195a9c42f70aa5ed420b4099ce83c60e4cb870112d0 | No | Yes | No | No | No | 1 | No | No | No
8 | 82c5bc0142391f387f76335d3458ee12cf007dba83152d50cfba31c88b85bf09 | No | No | No | No | No | 0 | No | No | No
8 | 83028e313870fa13793a00ad9afbd77f86d427f911b4e2942918e15c681e91da | No | No | No | No | No | 0 | No | No | No
8 | 839de3c7dbc6049ad4d7b7b3941802c2a9253f10b626760157edd68953ffe44b | No | No | No | No | No | 0 | No | No | No
8 | 84b3e7f34c7ec100003cf7f0561cffc7339050d21a3342890fe05c774a6b121c | No | No | No | No | No | 0 | No | No | No
8 | 85636e5f06cfc586148952a96b4c5c8d472871f4259b00aaf05b47851275e5f1 | No | No | No | No | No | 0 | No | No | No
8 | 85a0dcaccfbb616db49305c2acf2896b6a918a797ad40e0f3dd03a65372b466c | No | No | No | No | No | 0 | No | No | No
8 | 86691d1ba57f284e5a3f859fd687489746730afce0f0f07c56b62d76f075c61e | No | No | No | No | No | 0 | No | No | No
8 | 866ab8142f7d9f28e899da27d6e2cb93429b07290449d89d84ab691ffd000f95 | Yes | No | No | Yes | No | 2 | No | No | No
8 | 87b9b9e9948e8061b5d0d8e78982af25b4c0234af125fde241d2987710adec0d | No | No | No | No | No | 0 | No | No | No
8 | 887c00b9251762541e5abac1b390d96f9b9063a748d2321f99fa2b33595db5a6 | No | No | No | No | No | 0 | No | No | No
8 | 88bd10cb99f14918bfd2455ae173754a7a159433e1abf655c77322a45d155e16 | No | No | No | No | No | 0 | No | No | No
8 | 89648f0839620407300ea2f1dfaf7c5c570a86590fd50880d697c2b68c63f8f9 | No | No | No | No | No | 0 | No | No | No
8 | 8c3a751621bd15f7747f246ff5893c83ea8e7c6e7629bae22a4631be8d4729b4 | No | No | Yes | No | No | 1 | No | No | No
8 | 8cdd53c6ab74bbb39b5fdc05c037f86fc809b6ca2abb131ba00318808bce4983 | No | No | No | No | No | 0 | No | No | No
8 | 8d15b0cae2c5c97b4da4c5362be1980ce88ebf3160ec2760f3c8ff4f0147e89d | No | Yes | No | No | No | 1 | No | No | No
8 | 8d63a20917207cfea9faa8dac6f98641a0ba2d16eb311212e9bd67d4acd2dd52 | No | No | No | No | No | 0 | No | No | No
8 | 8dddf197b1367b286aa6e7ff7b6fdb9fbbe93d3ad4ea1de1ffa26b2302d328fb | No | No | No | No | No | 0 | No | No | No
8 | 8e60a54f2cbd5d51f7463a7461e68cfaa38fcca6ffc8041aa2b6dd30a325ab04 | No | No | No | No | No | 0 | No | No | No
8 | 8e63b70ab9ab305da59120a812b3df210334f908f3ee0e596594ebc37164b64d | No | No | No | No | No | 0 | No | No | No
8 | 8f6273211b439b94fdadc503ef8038f73b7b62fdd7c7c4ccb7a59bb507402ff8 | No | No | No | No | No | 0 | No | No | No
8 | 8f9cb7eeedd83512d6a1d3843d5e4b6fdc3c85e125c60ee9e992671b6bda5564 | No | No | No | No | No | 0 | No | No | No
9 | 90371168204d1eadedd4f0171cef41c38643c1c22cdabf8e7552407fa106d5c3 | No | No | No | No | No | 0 | No | No | No
9 | 919be8c827e56a57821cf85ac04d409db1a53fb2fda6cee43ac14b833d13fd61 | No | No | No | No | No | 0 | No | No | No
9 | 91ba2c438f9a5c2ffa5a452e6c7fa645c64f9e49f25671770872cc432fa7dd0f | No | No | No | No | No | 0 | No | No | No
9 | 91ef612cd437ed57c844cc7205007e0954ab9885412ddfaed411818ec4709879 | No | No | No | No | No | 0 | No | No | No
9 | 923093aaa4a22b87abdf90b7ea05df3b8afdafb2400002ab1e7facd32384c608 | No | No | No | No | No | 0 | No | No | No
9 | 933edefc247f4945e3d7ad0f7dc418ad9a8f71347d55d0b6e8b2ccb8576ed1f9 | No | No | No | No | No | 0 | No | No | No
9 | 9497e662bea381028f986fb8df0a792598724a5f57ab842011d1e7f8356730c2 | No | No | No | No | No | 0 | No | No | No
9 | 9508f5e4dd0f0166beb42cb4f370720f0383698f163c69a5570bda183faf9741 | No | No | No | No | No | 0 | No | No | No
9 | 96ed0096bef093c723155c6b15fef484a44fbaa6cc506af4c345aea3ab6f5e3a | No | No | No | No | No | 0 | No | No | No
9 | 97c535273e03b2facb9c54e9bc1d88cdd7c3aad6c7fb3c71121f8a88b3d6a8ba | No | No | No | No | No | 0 | No | No | No
9 | 97d159c514de27ecd982e70d621e5d881154cf681e8a5048da33234ce6f73242 | No | No | No | No | No | 0 | No | No | No
9 | 983a64ebdd98e663edb901d7c50b67ef7bb29dded2760457bc8fb571d0218a2c | No | No | No | No | No | 0 | No | No | No
9 | 98bb2efa7197d9de0c79a38bf2320a9b07683e5ed0deec89d565875affb8f157 | No | No | No | No | No | 0 | No | No | No
9 | 9c0aafcbb2a82acd606a71b57516a5435abb01896e7bd267cbee797ec769e804 | No | No | No | No | No | 0 | No | No | No
9 | 9c803f56380509a7af4139fa1e6e1807c10f0dc7ca68b53cde55ae7e388753be | No | No | No | No | No | 0 | No | No | No
9 | 9e7f5eb3d44ba2998f55b9d7e511a456e88b1f7fbe10723bb8cd450585fb2e5d | No | No | No | No | No | 0 | No | No | No
9 | 9e8696511c2bd039b5166980a256e5d55ae1229d789d0b66310825b63766e398 | No | No | No | No | No | 0 | No | No | No
9 | 9e97fbb2cd8ee8de8675b4d367f97f55ec6a4b290d7b40b42843cf3f7289fc44 | No | No | No | No | No | 0 | No | No | No
9 | 9f2555620218333854eea60977dc73f39c2f8bf6b0e48f9086a7b811b2aaf600 | No | No | No | No | No | 0 | No | No | No
9 | 9f2afe93f8cac92ed96cb06e2e8955f7a87e46bda959d7f8d3fa354b1dfa5906 | No | No | No | No | No | 0 | No | No | No
9 | 9ff6869660bc606b4e2d26e4a3c5656611b40551a51fdc3bcace24c4b396574f | No | No | No | No | No | 0 | No | No | No
a | a146d100b7c7437bd28fbf7759c2375d61520810ce76cb53a7b241830a99d0f1 | No | No | No | No | No | 0 | No | No | No
a | a22b4c6a5c9242d97b0f53661adaa005356536f29e5f1b88501b771a79ca2c33 | No | No | No | No | No | 0 | No | No | No
a | a25c7e55d43e9aca652ae6c6bc0bdd2b853c3dc8283802b5d774b4e2f7ec5fdd | No | No | No | No | No | 0 | No | No | No
a | a462d52bc71cd1c975cbe9e192be856dfe0b0b0e7e630d95944fcec8abf5a046 | No | No | No | Yes | No | 1 | No | No | No
a | a4bc42d28b12c8e42c01953344128a42ef1ef3fe722214264b9eb7d8e5749456 | No | Yes | No | No | No | 1 | No | No | No
a | a56ea91ff6b921ff6243479b25a36dbbc3ffca38f9fa9bbf497082f550de5f62 | No | No | No | No | No | 0 | No | No | No
a | a593387c6c0e979230626f630b424b5eaeddee0be297362241ee8dbf81ef69ba | No | No | No | No | No | 0 | No | No | No
a | a5ec7eebf1058967c9a5e9087f6bf9e2e1af1cf7b109e98802f2e069196b2cb1 | No | No | No | No | No | 0 | No | No | No
a | a5f20e2d8cf75b1e928bf6faa67b5bc1c1bb1b528c9ba77fb574d6f741e805b0 | No | Yes | No | No | No | 1 | No | No | No
a | a603f867097ff8e734f2aaaae091c7e06e6b617d72495c718aa9caa00bda9ddc | No | No | No | No | No | 0 | No | No | No
a | a63d9e9c845110811a4405e9c46a3523d1e379bfde1c6d48a329b1083f1d1d33 | No | No | No | No | Yes | 1 | No | No | Yes
a | a68883e0efb2755056f122381820052af06777dd3190ed7be31cb28fc2b7798c | No | No | No | No | No | 0 | No | No | No
a | a6d265a8bb37c6e498e24e34919bb6502e305628f32f3a226b0ea42eea71a837 | No | No | No | No | No | 0 | No | No | No
a | a71a57cce6e26eeb76d4e9c7f647b69e96cca3009f01a6ab34eca5a1ad9b6985 | No | No | No | No | No | 0 | No | No | No
a | a7d08f7f7209c25b1966f50072b3fe655a20591fd068dd6a2c23e243e85e89b6 | No | No | No | No | No | 0 | No | No | No
a | a7f7ea68af8f4eb608a36855f48caad882d377d75b6507bb3b100d7cf7002ca3 | No | No | No | No | No | 0 | No | No | No
a | a7fd8314144b307e12b50bfd8db9a6e7cbafc3ffd6314fbed544f1976e60463d | Yes | No | No | No | No | 1 | No | No | No
a | a884dac2728322432d627ca873a4afd427866e09e5487c613f15d28dfdc44410 | No | No | No | No | Yes | 1 | No | No | Yes
a | a8bd2064e5d2b8f86176819d4b1fd0ace24d550afc0494e60360bbd13a50bec3 | No | No | No | No | No | 0 | No | No | No
a | a90c477a2d55c4c1a790d92dd021bcce2ae40ef77ffc6184cd5e25cd9e0e8c9b | No | No | No | No | No | 0 | No | No | No
a | a9a557df316bc960fbda92b18df0318226089a3ec7afd9b1512f26d7ca97be9f | No | No | No | No | No | 0 | No | No | No
a | a9b5f9424b3c0b6f0cdef6d2a69e926ac6cf6101d70c9bb46d4aafa7b3ae131a | No | Yes | No | No | No | 1 | No | No | No
a | a9bc823eb20bf41c84f57283e6196aad699b2bb2d5b3a18df2b77fe996a4faad | No | No | No | No | No | 0 | No | No | No
a | a9e0c7c0dc74357db0410e7b8f50ba06396aa9fa17f6e7d243366cd8ce72c5e3 | No | Yes | No | No | No | 1 | No | No | No
a | aa3c06f4fd6bf451cf177d62ff8eafc1bb0d5b932a87a82e66cdb9673c84b62c | No | No | No | No | No | 0 | No | No | No
a | aaede3cd8b37bca7c84243892536783e58a479aca409aae471c90aa01f19dcae | No | No | No | No | No | 0 | No | No | No
a | abdbd0d193d4056edd5bee1479a8e4164ca9fc306b68d5d9eea369e8f9d5c30d | No | No | No | No | No | 0 | No | No | No
a | acac02a6301e34069a7766429f03cdcf1c5561a34ca9fd49dc42deb6431bbde0 | No | No | No | No | No | 0 | No | No | No
a | accb1e65c604058be3aac64318256e63885aae0af097577e6b7788988cccafc9 | No | No | No | No | No | 0 | No | No | No
a | ad68d91603084d5269ab3c58d615526e3c67379a384dafce7eab91cdf54c80c6 | No | No | No | No | No | 0 | No | No | No
a | ae21dfb28504db1c728c52387f5d06ac75946cabc01da19b647e8a9fd98ba933 | No | No | No | No | No | 0 | No | No | No
a | af6683118c7e79db35695c0079c050022e9d74d47f93776313fdef465efe0191 | No | No | No | No | No | 0 | No | No | No
a | afab7dd573698488d371aa2c81c0a5f8b2805593484edbea54964e5286cfec9d | No | No | Yes | Yes | No | 2 | No | Yes | No
a | afd2cdea035197674a473dd7744042fab08cacc36a1e91e85b108dc9ab264f5f | No | No | No | No | No | 0 | No | No | No
b | b024e71fae465cbf1157dc77dd63e745b176d1d97643753014c9e605ce7f232d | No | No | No | No | Yes | 1 | No | No | Yes
b | b028565429336ee563bc00a900b16eceb14cf9412f8fa8c8b61bfd2d55ed6a3e | No | No | No | No | No | 0 | No | No | No
b | b04f250b768bce8bad62da14fa51a424a8d876327cc2f2873874c463e097854d | Yes | No | No | No | No | 1 | No | No | No
b | b0e9ea9494bc08033e6837be723eaa677c02b1a81e9981c2c99c2ece6652b7d5 | No | No | No | No | Yes | 1 | No | No | Yes
b | b19a221f5c70cc715df7f71b3dcd2d8cb03b94777b6b7f23648e01fd9b09757e | No | No | No | No | No | 0 | No | No | No
b | b1edb69e2dbbe3991f0e25e5ce04644538f411c426401d7e0c79d1f80a7a28b0 | No | No | No | No | No | 0 | No | No | No
b | b31c8185de2cf289e6a421f4fd82146c4eca169e4a64201ac312173b7cd0bb37 | No | Yes | No | No | No | 1 | No | No | No
b | b49b80032051cc8d4537e4076a392502a725901c0d1a2511f7c95ed6b25ad651 | No | No | No | No | No | 0 | No | No | No
b | b4a95fb38167bf4ab0c9e080b03bd6eff04c98b4ad0e3b08ffdf816719d9f475 | No | No | No | No | No | 0 | No | No | No
b | b6731d04d24d42db8d27b926ad6943404338e21bd3d57f15c800a18b4180f8ad | No | Yes | No | No | No | 1 | No | No | No
b | b6e319f007b54a547fd38e9fb11178b41cf32e17331f0ebdc7f4133be2cc3aaa | No | No | No | No | No | 0 | No | No | No
b | b7165b0b4a303a0ea530c8f20537e5d52497bc447faf4ccd5aade5f715a5c6b5 | No | No | No | No | No | 0 | No | No | No
b | b754e1ad14d2842c9a22cbc6e0f5121e9f9189f4d1c24699d498a2859f2bb22b | No | No | No | No | No | 0 | No | No | No
b | b8069aee48ecc467ba05b00a9892f20bf2b36a77dc8aa22e6c0eae01e78aeefc | No | No | No | No | No | 0 | No | No | No
b | b8a68692aebdc8c6ee46e9d61ca903f0d65ab7008afc57050f985066c3290697 | No | Yes | No | No | No | 1 | No | No | No
b | b9ecf6e8b2d4a4316365f8ed8ae4949e165bff05f6c75742999f9d45dde8ac25 | No | No | No | No | No | 0 | No | No | No
b | ba6f7ad9f59892958e839d1e9d99ae3729f9f829903fa98ae120c7c8e58fb609 | No | No | No | No | Yes | 1 | No | No | Yes
b | baaf6e4d663a7cddaf09631f08270f052d63dccb3bb23b39a6310c9d7b73a69f | No | No | No | No | No | 0 | No | No | No
b | bb2bb71e93181b1a9778566b34f28502d4a305c0af1e5a2627b8120a428bba49 | No | No | No | No | No | 0 | No | No | No
b | bb4b7d1ed9873625756e78d447a4c1caa3cee49cc939eaf37d7bd58d87595c15 | No | No | No | No | No | 0 | No | No | No
b | bcd2e5d076db7c086032ae6a5e4711a22897860d943fd20db9b92f90c24f3be7 | No | No | No | No | No | 0 | No | No | No
b | bcf63390139c42eb0b4bf9759ee6632b26bffcdc347b5ff80053fab5f05a546b | No | Yes | No | No | No | 1 | No | No | No
b | be488298a07fe43ef5dede356843bdba88ee674c111f8e28d3653ea7b9b4de62 | No | No | No | No | Yes | 1 | No | No | Yes
b | bebeaf1ab19fff32935911416b5fc16941e188d459432de5daf272c8cbdd41a2 | No | No | No | No | No | 0 | No | No | No
b | bece7ebad4268bf58552cbec54dc42fbec6df4022a30500cffa8fc70acd0059f | No | No | No | No | No | 0 | No | No | No
b | bf06ab5124059dbfba7f1a424ba3cfa5112af4105b010a4eeecd9ec9cf3a2689 | No | No | No | No | No | 0 | No | No | No
b | bf4a5cca261e7e2f59f96b59ff6789eacd2521b615d03c787db1562d19bef8e8 | Yes | No | No | No | No | 1 | No | No | No
b | bfb08ad88bb6dcfe56eb7c60ed33a4a7a9561497b20ae1f94f292c47f42afece | No | No | No | No | No | 0 | No | No | No
b | bfc7a58e13114b4d70ea708e9ef863f2d54ce68d07a2d0318e1a9df3c4c973a2 | No | No | No | No | No | 0 | No | No | No
c | c0da1cbf87879dc5e2ef7e7051a92a56199c2d9d48be3c0b4fd19591cce2edc6 | Yes | Yes | No | No | Yes | 3 | Yes | No | Yes
c | c157f9bcb5d3a271f7452ef84b75d2bedb76ebcdf1a2640cad8ea50825d439a7 | Yes | Yes | Yes | Yes | Yes | 5 | Yes | Yes | Yes
c | c182d578d062340f06233cf31f1ac8ff7867ae4cf2bf07a8d0f2b550ea78e816 | Yes | Yes | No | No | Yes | 3 | Yes | No | Yes
c | c211b1298fcae65d94468fde072ffb8f98a6c1415379905c062d032e625e863d | Yes | Yes | No | No | Yes | 3 | Yes | No | Yes
c | c2f900b84bfbf3f62ee37d497cf0c88de167407bbb6f78fc92ce100eeba6584d | Yes | Yes | Yes | Yes | Yes | 5 | Yes | Yes | Yes
c | c326c3a8702d92e0d4e3d1b8bb796c173275554cfa1c874937f0cd7130d4cd08 | Yes | Yes | Yes | Yes | Yes | 5 | Yes | Yes | Yes
c | c3d67e33b44669980c12f35727e664469637ec4a3089718fbdeb526fc86ff171 | Yes | Yes | No | No | Yes | 3 | Yes | No | Yes
c | c46b97318d0d908063d9e38b17d6e36c00db98c3a02fba5b2d0b81e4afc39404 | Yes | Yes | No | No | Yes | 3 | Yes | No | Yes
c | c51040a65e362f94f7326ac2540154445876d74cb8517e6b762723551729e657 | Yes | Yes | No | No | Yes | 3 | Yes | No | Yes
c | c56f4efae952b5437f2bf5fa059602c223ae64eab2c3f0a89e38cd3c2dde8074 | Yes | Yes | Yes | Yes | Yes | 5 | Yes | Yes | Yes
c | c5a016f143f66cf3fd9512c3982c2d2219422a75bf2df560a3bbedab3e4e08cb | Yes | Yes | No | No | Yes | 3 | Yes | No | Yes
c | c5dd95c1ac9fc618cab2e940096089c6a91be58206fa6fc6a1375c69c4922779 | Yes | Yes | Yes | Yes | Yes | 5 | Yes | Yes | Yes
c | c74279db5dd420f10b9f958c97707aa74be0d17b514c5866efaadd0045ea87ac | Yes | Yes | No | No | Yes | 3 | Yes | No | Yes
c | c94494292758cf4df641d1a77610e9188bdd01ad46167f28eeb671de888bc573 | Yes | Yes | Yes | Yes | Yes | 5 | Yes | Yes | Yes
c | ca1aecd750184e98b0587b622bb6bd3a4fcd19f6c325e9f98e5058fd00c14ef3 | Yes | Yes | No | No | Yes | 3 | Yes | No | Yes
c | cac398fa4d7036c3177557c82cec82c3e485d733dc38072ecf44504b16637098 | Yes | Yes | No | No | Yes | 3 | Yes | No | Yes
c | cacba421064277f953aad9054a9f46cf7ec8f3c9800f2a7055aabcaad805c421 | Yes | Yes | Yes | Yes | Yes | 5 | Yes | Yes | Yes
c | cc6b7ed06bfa6a1256f94cc44139572a0cc18f82d09ca0d6d8c448c9113122c6 | Yes | Yes | No | No | Yes | 3 | Yes | No | Yes
c | ccdc791c3fbb2dd787b7ff5de7ccf9915f7d83d4a1b9a4f3459e1b9c2143767a | Yes | Yes | No | No | Yes | 3 | Yes | No | Yes
c | cced5fb9cb876fdabe1fa1e01e58cd4431449b2cdd316318e6e592991fea2d93 | Yes | Yes | No | No | Yes | 3 | Yes | No | Yes
c | cd061316042644eb09a1816c414666f75e52e88a116475cd4ce307e2931a34c4 | Yes | Yes | No | No | Yes | 3 | Yes | No | Yes
c | ceab190d7709f1f61e31cd6dd31488a16c9e02a93cf3fdb8d16ebd5304903902 | Yes | Yes | No | No | Yes | 3 | Yes | No | Yes
c | cfa59df6af822513844ed67bfd9bfba9bafa35067e7a102b8ff14c9badedaba1 | Yes | Yes | No | No | Yes | 3 | Yes | No | Yes
c | cfff8098bfdb7e4375a20758aeaa4f6066364b097967a54e751cc300ac289baa | Yes | Yes | No | No | Yes | 3 | Yes | No | Yes
d | d00059d1cf9098e8a22d6511b88dedfa867c8bb137cca06fc805dcb64b76dfa4 | No | No | No | No | No | 0 | No | No | No
d | d0cd3c5b80e7a04d0725c6bb2d76e5a956995c2070a34257e5394ae27a2ec275 | No | No | No | No | No | 0 | No | No | No
d | d1364b3b57a40502ab33959165dc405b82853457c789c17e50fdb7ddf0c35bbe | No | No | No | No | No | 0 | No | No | No
d | d193d4b8c67536854e1d611062228c1ec9f6da6d1f85f529ca628517fa1559c2 | No | No | No | No | No | 0 | No | No | No
d | d20df9d0f53c72276fd40d624d73a90efd6c6e6c8b8e286bbf319e06bc9da2e1 | No | No | No | No | No | 0 | No | No | No
d | d234ae9ac2f1941d309a2e2d8c59d4958edbb66e3bebd8be9f7a18810287b5e5 | No | No | No | No | No | 0 | No | No | No
d | d31a0e0931a31e7bb4f231ece0ff8e6819efebfc785331201189a343dca04836 | No | No | No | No | No | 0 | No | No | No
d | d31a3a682d93e0af6ff97b9972e9805ab6be4e559196d80154bf600aaa0e0490 | No | No | No | No | No | 0 | No | No | No
d | d4e272060ac2505aaf22d71c1e549d0013009875e54348843212ec8e8686f340 | Yes | No | No | No | Yes | 2 | No | No | Yes
d | d4edaaa8a8b8381260e2768b86557351679741d2208ef5cf41ee00c2fcee9665 | No | No | No | No | No | 0 | No | No | No
d | d52b0c9c70aed2dba80459c33848ff64fa6abd0813faac448b9421e05df17c36 | No | No | No | No | No | 0 | No | No | No
d | d5455b299677a73861f0050b612974d514c114933ee39a62bf1b49562aab0f27 | Yes | No | No | No | No | 1 | No | No | No
d | d65017eda398a6151a93c01990af2600031377faf876885bdbeff13e18008668 | No | No | No | No | No | 0 | No | No | No
d | d6faf07e9149e0307fad5dc3e45bba9126ac93352d2fb0d3103053acfee48b13 | No | No | No | No | No | 0 | No | No | No
d | d74849abe30ffb2982afdab3db38658f42e009e6be8bc6d0c0b1c7d80c29feb9 | No | No | No | No | No | 0 | No | No | No
d | d7750c34a43b3aed3758d12fbf6db4bb71a2be03d4771703e04d9e5a5d3fd566 | Yes | No | No | No | No | 1 | No | No | No
d | d83b00dfb6bdb92f371282d35c46610be1bdc89fe3bcf57cf4c1a9c0855cc66f | No | Yes | No | No | No | 1 | No | No | No
d | d8bac990791e55550327b33ec08b01ab1790bf257f5cecdf0b9bda42b4a24b3c | Yes | No | No | No | No | 1 | No | No | No
d | d9289baa043ec17a35d7ec70627a348e88f21731a65d458dd2151003a0b51a03 | No | No | No | No | Yes | 1 | No | No | Yes
d | da192b1e2087c8711a9828d0382f7b6d2aa5bee15ef70b75b63339a63b0efc6c | No | No | No | No | No | 0 | No | No | No
d | db12921634b30e61ad2db4d8442aef5c46fdedcdcf89013820e329077cff651d | No | No | No | No | Yes | 1 | No | No | Yes
d | db855bb9fa439e744dc81cbd1775ee7ca3ed61be05559eb8c945b81db6a9c112 | No | No | No | No | Yes | 1 | No | No | Yes
d | db8e6dd08b0c0707a23e8de0b41ba67a677ea578ddb4f37da1bee1c4cb2bd409 | No | No | No | No | No | 0 | No | No | No
d | dbd899953a085e8c8eeccb6eabdf8f317343cbd13a5d7595deb3077d08dbdd09 | No | No | No | No | No | 0 | No | No | No
d | dc30c5e70416fbfe8af3812be9fbf8aa3b4a2564cb5d5cdfe2f16610dbc2f563 | No | No | No | No | No | 0 | No | No | No
d | dcb4ec87043ce45be1a82b86e7d9d029c5a031bc54d54ea0118cab1399e70639 | No | Yes | No | No | No | 1 | No | No | No
d | dd5d13f6aef1356a1dd67bb2de608f7cf49307ca4b28deaaf7371f881015b8a8 | No | No | No | No | No | 0 | No | No | No
d | dd5f6b9ce8bc7235008e7df3aaade8afeaea47cc95f108b62adca6d7a8698124 | No | No | No | No | No | 0 | No | No | No
d | dd61a2fca6b17f6dd3d9ab9cf0e0fc8546f7de18ebc0ec76447729b8942ee2d4 | No | No | No | No | No | 0 | No | No | No
e | e0303ceb118b475c8c6b007dea9c1a34f3088b36e1f137221b4cbf0ee9c01713 | No | No | No | No | No | 0 | No | No | No
e | e110db19fe9d43e08415ec4f316d3e794287756aea7665b3c5dc0fd2a5987f6c | Yes | No | No | No | No | 1 | No | No | No
e | e137fd718abfcb44828fb0b1ebf30c0ed90aa0edb51124847f23fba0c2de987b | No | No | No | No | No | 0 | No | No | No
e | e2bf5ec2e82b32933bba7403410077a20dd917014af3a2ca56be4dbed52b612c | No | No | No | No | No | 0 | No | No | No
e | e37d9c586d0bc3e6fd969203e653ac482b9da567449d8af651414f10bc58652b | No | No | No | No | No | 0 | No | No | No
e | e39b6e2f093de682fad63b40d8a8e2a64f7e8abb2b44ed0eeb4c3fa9e3e4ec0f | Yes | No | No | No | No | 1 | No | No | No
e | e3d0e607913611c351ef7a233b3eabf735351a010bf4c2ce708f92c333a0ed0c | Yes | Yes | No | No | Yes | 3 | Yes | No | Yes
e | e5e350e302ee888d055182d1e9b2d5294afddd1739ddd2d2c03d7406c0928ddf | Yes | No | No | No | No | 1 | No | No | No
e | e69b362f3b4db36875c49709154b4ea17744fcb0324e8cc1edb6c1d64d6d28a5 | No | No | No | No | No | 0 | No | No | No
e | e6a2839f44458a73b28cf9ff23204231c743105bcb2cf834715990a7027fb3e3 | No | No | No | No | Yes | 1 | No | No | Yes
e | e6d125a5c2e57f72d7f5921cc1425dfa095a8b73e7875bdc385f86e8488f2958 | No | Yes | No | No | No | 1 | No | No | No
e | e756d60b1380a29654759773938bcab6a3998445a712518e2b4281e770e868ca | No | No | No | No | No | 0 | No | No | No
e | e77717845dc58f9b8015943ddbfea31ed50b3bdf8d6ada9ca3890c692ce2ec9d | No | No | No | No | No | 0 | No | No | No
e | e78580b8f1294f6dcd7ddfc118305197fff901d554379337bbadf21403252ac7 | No | No | No | No | No | 0 | No | No | No
e | e7b8293d386a137285d3ebd91abc20f2837c322acb30aa2dbc118e1698ac39ef | No | No | No | No | No | 0 | No | No | No
e | e804b81a437aa317562008eb99c93e9c42816c662dff1ce1f1efd23c4a51c45f | Yes | No | No | No | No | 1 | No | No | No
e | e80c5a56ae3291afa52e8406f9f40126add8d6e432c4ddf343fca16a2380cf2c | No | No | No | No | No | 0 | No | No | No
e | e883786ca49bdbd884bbf5a06110974990fb8b4ea066fa538abd00107e51dc6e | No | Yes | No | No | No | 1 | No | No | No
e | e8f4700e55ce9fbcf357656eff7f81139cb9f3627f9bb6124f2d60348f1a0354 | No | Yes | No | No | Yes | 2 | No | No | Yes
e | e98b16198b6c816f9ce9227c1db7428d4aa73240228df80fdf49bed32f67dee0 | No | No | No | Yes | Yes | 2 | No | No | Yes
e | e9d4de9a0581db14b070fa9a96ee338ea0ae0a3e445e348b4e14047e523285ac | No | Yes | No | No | No | 1 | No | No | No
e | ecd0d6a877b47dc50ddeb6ed5dd19bdb88413c1c61710ad91dd327ecdb77e0b4 | No | No | No | Yes | No | 1 | No | No | No
e | eed02f84b343076bf8df04362a45cdf68dbef42b4a1d6603e696f7c6d7762413 | Yes | No | No | No | No | 1 | No | No | No
e | eed799484c2b16df97494e6efdae60736c0b719910c458046d5f0aed2c522989 | Yes | No | No | No | Yes | 2 | No | No | Yes
e | ef107497c730c32ba803f64cf84650422a3470d9176e8a2dcfcd018329a9051f | No | No | No | No | No | 0 | No | No | No
e | ef2e765d32b42b3ee4783a0b9c33d9756573b8d4a2e9f0bbb20484dda66ef733 | No | No | No | No | No | 0 | No | No | No
e | ef40ca48b1816fdb4744697ae3770cec66252ce5d0b69f7c1c201622ce295b63 | No | No | No | No | No | 0 | No | No | No
e | ef6d16b28d6843965ff099fda0821ef4955b1e42d882e3daa739fa25cdeca0b8 | No | No | No | No | No | 0 | No | No | No
f | f096545049c4e11206396731aea4b9cecbebe96d5475478cb9fd2589dc36659c | Yes | No | No | No | No | 1 | No | No | No
f | f0ed78e55adfa17eb189f15a1f082a727fa95756a33c3b374dfd4fb4a41c14fa | No | No | No | No | No | 0 | No | No | No
f | f1328f1f2861c05f20e1b32e2783bdc0028a94f707821b29810b04b175a6c8d1 | No | No | No | No | No | 0 | No | No | No
f | f1a3da9af0afe106cc9fd88ddd6a2416aede44c47138d1664cced6295f1b5e94 | No | No | No | No | No | 0 | No | No | No
f | f265f8ab5220eee49f44fc18c63c60c3a593035eb0fd487998d39b6119c2d5bb | No | No | Yes | No | No | 1 | No | No | No
f | f28b5b35c00ccba7c7783acd795dc8d4d7fc286df2d9184575231664237a9d35 | No | No | No | No | No | 0 | No | No | No
f | f36a89739cad114cad2485c7e6bce850cae4c200fc7189034bb11109747e721a | No | No | No | No | No | 0 | No | No | No
f | f3a2985c3b025d826d5ddf946204e1383cccac60b80ed6a6d3fa111192bcd7f5 | No | Yes | No | No | No | 1 | No | No | No
f | f3d86dfb5b2eb8f043d29ae82bdeb48a40fb942d539e033c7df1697e4af667c4 | No | No | No | No | No | 0 | No | No | No
f | f4b632e558fc1a0ff7e2a63e00a6167e78a75c8b6928f40dfb01674e86f55a02 | No | No | No | No | No | 0 | No | No | No
f | f5770c5726b10739454c7e883faf9a327372cd46c317c6bb3c1ee8307a378153 | No | No | No | No | Yes | 1 | No | No | Yes
f | f5b821270a94ec72c113570f73d855f0745c0031e8ffd91a08a96dbdd6a10c0a | No | No | No | No | No | 0 | No | No | No
f | f5dcf8e8dacd8f3f232cf89c0bc8bea01d14b8031272a2a241882dec512480a1 | No | No | No | No | No | 0 | No | No | No
f | f67bfef687efc1e25d6bb13ba7fba5e8fc2b718e2e3f5a248700c876737f9223 | No | No | No | No | No | 0 | No | No | No
f | f7257b993c96a1ae7e4452e42da1847822d0d0665fbf06d403fd6ce8c82cdff5 | No | No | Yes | No | No | 1 | No | No | No
f | f76790ba7a264f15b2f1339f22575ea2e6bfea8ed917ac92745a34054a4f2550 | No | No | No | No | No | 0 | No | No | No
f | f85b6055e849faa315493022ebeee01adbfa23faa99adc0bf4484182ab9414c4 | No | No | No | No | No | 0 | No | No | No
f | f8b7d61ddea3faf9641376e2ae84cb3baae3e13ef34321cc3f13562a7074fe63 | No | No | No | No | No | 0 | No | No | No
f | f900b624e2bb34e3b825399bf02f5db7a94915f9341d92df104329516ce99b71 | No | No | No | No | No | 0 | No | No | No
f | f977da801cf829ee7c42be5f7133f237a5fb825961cbf4421208e93583e820b4 | No | No | Yes | No | No | 1 | No | No | No
f | f9d304b31b057f3b749a070dbac3a324573a67554b23bd9300cdc2b77dba0efe | No | No | No | No | No | 0 | No | No | No
f | f9eca45b1b33dbb530558c573ff31ead6ace1a36c4a531874dc531febcd350bc | No | No | No | No | Yes | 1 | No | No | Yes
f | fa30441bf942555a5c3e34a54524908996691b220e97d7def948dda40a78ac34 | No | No | No | No | No | 0 | No | No | No
f | fb4c4955a1d7c969e596911cd34db8bdeea468959e630415ae1f922dab5fcb24 | No | No | Yes | No | No | 1 | No | No | No
f | fc8b456054331511793152707747519da49b1741358eb38c730cd1f7bd3f25ab | No | No | No | No | No | 0 | No | No | No
f | fc9982cc50b259f2ab9f49f17a54841d213751bdbb08e73371c387751603c7d8 | No | No | No | No | No | 0 | No | No | No
f | fcad19cf03a6c5e789e5cab5487e0debb5dc1a427d95422ea0cc711560152a32 | No | No | No | No | No | 0 | No | No | No
f | fdab3daf356c3ac69a71bbcbeb718216c4e656f8edf8a250ae2f38725918a60e | No | Yes | No | No | No | 1 | No | No | No
f | ff03cd75bfdadaf8e4f6a997ba51064ad19d6e9d04e94b11ef927d89fa6e94fd | No | No | No | No | No | 0 | No | No | No
f | ff5bb7c443b929373cd04243c0b3104bf95a43307952927ae2ddd2519bfb7cec | No | No | No | No | No | 0 | No | No | No
f | ffcbe159f5e8ce8e81465af70eea01fa2607dac1cd0a4416f56a6de92c104d7e | No | No | No | No | No | 0 | No | No | No
send email re missing ppg files

## Tables
Table Name | Description | Check
patient | This file contains information about individual patients/participants that are taking part in the study. Basic, relatively immutable information is included in this file, with each participant having one row in the participants file. Participants are given a unique participant ID so that they can be identified between encounters (i.e. each participant may have many encounters). Additionally, information about the site that is conducting the study is included in this file so that participants can be selected and stratified by site if desired during analysis. | Y
encounter | This file contains information from each controlled desaturation “breathe down” encounter. Each row of the encounter table includes information from a single encounter (so examining a single encounter requires looking at only one row of the encounter table; this is not the case for other files). Each encounter corresponds to one participant (i.e. each row has one participant ID). Information about which device is used on which finger, finger diameter, and measurements made during the encounter are included in this file. Qualitative skin color measurements are also included here (e.g. Monk scale). Dates in the encounter table are offset into the future by a random offset (set per participant) while attempting to preserve seasonality to de-identify the dataset.This preserves intra-participant chronology while inter-participant chronology is obscured.'
pulseoximeter | This table contains pulse oximeter saturation readings for the different test devices. Each row contains one saturation reading from one pulse oximeter, corresponding to a specific encounter (desaturation session or clinical encounter, identified by encounter_id), and a specific blood gas within that encounter (identified by sample_number).
spectrophotometer | This table contains quantitative skin color data. Each row represents one spectrophotometer measurement at a single anatomic site. Spectrophotometer measurements are typically taken three times at each anatomic site, and repeated at each encounter. They are linked to the encounter via encounter_id, and to the patient via patient_id.
bloodgas | The blood gas table contains blood gas measurements and data obtained at the same time as the blood gas. Each row represents the results from a single blood gas sample and clinical data from that time. These samples are linked to pulse oximeter readings and other data during the same encounter via 'sample_number' and 'encounter_id'.
device | The device table contains descriptive data about the pulse oximeters. Each row contains data for one pulse oximeter model and includes a unique device ID number, as well as the make, model, and light transmission mode of the oximeter.
base waveforms | Continuous data contained here includes ECG, oxygen and carbon dioxide in mmHg, respiratory rate, and blood pressure in mmHg in WFDB format. NB: if data is available from a continuous source, it is not entered in the 'bloodgas' table, but may be linked to a specific blood gas sample via 'encounter_id', and 'sample_number' or date and time.
2hz | Reference oximeter readings (2Hz, file suffix _2hz): Continuous data from devices used as known reference oximeters during a encounter are included as csv files. These files contain SpO2, HR, and pulsatility index (PI) recorded at 2Hz. The calculated saturation (ScalcO2) is the instantaneously estimated SaO2 based on ETO2. Blood sample draws are labeled and correspond to the ‘sample’ number in other tables.
ppg | Raw PPG (86hz, file suffix _ppg): Raw PPG is included for certain encounters, and PPG files are named according to their corresponding encounter. However in this version of the database, they are not time-synchronized to the other waveform data from the same encounter.

## Sheet1 (hidden)
1.1 Email data providers and request for sample ID for PPG signals, number of subjects per Monk scale group and spo2 data. | x
1.2 Update the Molk scale visualization with the correct colour ordering from light to dark skin tones | x
1.3 Analyze other features besides LAB for correlation with Monk Scale and perform feature important analysis
Break-down the number of patients, encounters in for Monk_scale distribution data
File error: - PI number in 2HZ file - the UOM of the waveform in the basefile
BUILD ML based on signal features: CNN LSTM | more epochs, LSTM
reminder email
draft email for classfication: what is the label

## Calendar (hidden)
July | [5 empty] | 2024
MONDAY | TUESDAY | WEDNESDAY | THURSDAY | FRIDAY | SATURDAY | SUNDAY
2024-07-01 | 2024-07-02 | 2024-07-03 | 2024-07-04 | 2024-07-05 | 2024-07-06 | 2024-07-07
2024-07-08 | 2024-07-09 | 2024-07-10 | 2024-07-11 | 2024-07-12 | 2024-07-13 | 2024-07-14
2024-07-15 | 2024-07-16 | 2024-07-17 | 2024-07-18 | 2024-07-19 | 2024-07-20 | 2024-07-21
WT - Prof Viji - present findings @ 12:30pm
2024-07-22 | 2024-07-23 | 2024-07-24 | 2024-07-25 | 2024-07-26 | 2024-07-27 | 2024-07-28
| WT - Prof Viji - present findings @ 12:30pm |  |  | WT - Prof Viji - present findings @ 17:30pm
2024-07-29 | 2024-07-30 | 2024-07-31 | 2024-08-01 | 2024-08-02 | 2024-08-03 | 2024-08-04
2024-08-05 | 2024-08-06 | Notes:
August | [5 empty] | 2024
MONDAY | TUESDAY | WEDNESDAY | THURSDAY | FRIDAY | SATURDAY | SUNDAY
2024-07-29 | 2024-07-30 | 2024-07-31 | 2024-08-01 | 2024-08-02 | 2024-08-03 | 2024-08-04
2024-08-05 | 2024-08-06 | 2024-08-07 | 2024-08-08 | 2024-08-09 | 2024-08-10 | 2024-08-11
2024-08-12 | 2024-08-13 | 2024-08-14 | 2024-08-15 | 2024-08-16 | 2024-08-17 | 2024-08-18
2024-08-19 | 2024-08-20 | 2024-08-21 | 2024-08-22 | 2024-08-23 | 2024-08-24 | 2024-08-25
2024-08-26 | 2024-08-27 | 2024-08-28 | 2024-08-29 | 2024-08-30 | 2024-08-31 | 2024-09-01
2024-09-02 | 2024-09-03 | Notes:
September | [5 empty] | 2024
MONDAY | TUESDAY | WEDNESDAY | THURSDAY | FRIDAY | SATURDAY | SUNDAY
2024-08-26 | 2024-08-27 | 2024-08-28 | 2024-08-29 | 2024-08-30 | 2024-08-31 | 2024-09-01
2024-09-02 | 2024-09-03 | 2024-09-04 | 2024-09-05 | 2024-09-06 | 2024-09-07 | 2024-09-08
2024-09-09 | 2024-09-10 | 2024-09-11 | 2024-09-12 | 2024-09-13 | 2024-09-14 | 2024-09-15
2024-09-16 | 2024-09-17 | 2024-09-18 | 2024-09-19 | 2024-09-20 | 2024-09-21 | 2024-09-22
2024-09-23 | 2024-09-24 | 2024-09-25 | 2024-09-26 | 2024-09-27 | 2024-09-28 | 2024-09-29
2024-09-30 | 2024-10-01 | Notes:
October | [5 empty] | 2024
MONDAY | TUESDAY | WEDNESDAY | THURSDAY | FRIDAY | SATURDAY | SUNDAY
2024-09-30 | 2024-10-01 | 2024-10-02 | 2024-10-03 | 2024-10-04 | 2024-10-05 | 2024-10-06
2024-10-07 | 2024-10-08 | 2024-10-09 | 2024-10-10 | 2024-10-11 | 2024-10-12 | 2024-10-13
2024-10-14 | 2024-10-15 | 2024-10-16 | 2024-10-17 | 2024-10-18 | 2024-10-19 | 2024-10-20
2024-10-21 | 2024-10-22 | 2024-10-23 | 2024-10-24 | 2024-10-25 | 2024-10-26 | 2024-10-27
2024-10-28 | 2024-10-29 | 2024-10-30 | 2024-10-31 | 2024-11-01 | 2024-11-02 | 2024-11-03
2024-11-04 | 2024-11-05 | Notes:
November | [5 empty] | 2024
MONDAY | TUESDAY | WEDNESDAY | THURSDAY | FRIDAY | SATURDAY | SUNDAY
2024-10-28 | 2024-10-29 | 2024-10-30 | 2024-10-31 | 2024-11-01 | 2024-11-02 | 2024-11-03
2024-11-04 | 2024-11-05 | 2024-11-06 | 2024-11-07 | 2024-11-08 | 2024-11-09 | 2024-11-10
2024-11-11 | 2024-11-12 | 2024-11-13 | 2024-11-14 | 2024-11-15 | 2024-11-16 | 2024-11-17
2024-11-18 | 2024-11-19 | 2024-11-20 | 2024-11-21 | 2024-11-22 | 2024-11-23 | 2024-11-24
2024-11-25 | 2024-11-26 | 2024-11-27 | 2024-11-28 | 2024-11-29 | 2024-11-30 | 2024-12-01
2024-12-02 | 2024-12-03 | Notes:
December | [5 empty] | 2024
MONDAY | TUESDAY | WEDNESDAY | THURSDAY | FRIDAY | SATURDAY | SUNDAY
2024-11-25 | 2024-11-26 | 2024-11-27 | 2024-11-28 | 2024-11-29 | 2024-11-30 | 2024-12-01
2024-12-02 | 2024-12-03 | 2024-12-04 | 2024-12-05 | 2024-12-06 | 2024-12-07 | 2024-12-08
2024-12-09 | 2024-12-10 | 2024-12-11 | 2024-12-12 | 2024-12-13 | 2024-12-14 | 2024-12-15
2024-12-16 | 2024-12-17 | 2024-12-18 | 2024-12-19 | 2024-12-20 | 2024-12-21 | 2024-12-22
2024-12-23 | 2024-12-24 | 2024-12-25 | 2024-12-26 | 2024-12-27 | 2024-12-28 | 2024-12-29
2024-12-30 | 2024-12-31 | Notes:
January | [5 empty] | 2025
MONDAY | TUESDAY | WEDNESDAY | THURSDAY | FRIDAY | SATURDAY | SUNDAY
2024-12-30 | 2024-12-31 | 2025-01-01 | 2025-01-02 | 2025-01-03 | 2025-01-04 | 2025-01-05
2025-01-06 | 2025-01-07 | 2025-01-08 | 2025-01-09 | 2025-01-10 | 2025-01-11 | 2025-01-12
2025-01-13 | 2025-01-14 | 2025-01-15 | 2025-01-16 | 2025-01-17 | 2025-01-18 | 2025-01-19
2025-01-20 | 2025-01-21 | 2025-01-22 | 2025-01-23 | 2025-01-24 | 2025-01-25 | 2025-01-26
2025-01-27 | 2025-01-28 | 2025-01-29 | 2025-01-30 | 2025-01-31 | 2025-02-01 | 2025-02-02
2025-02-03 | 2025-02-04 | Notes:
February | [5 empty] | 2025
MONDAY | TUESDAY | WEDNESDAY | THURSDAY | FRIDAY | SATURDAY | SUNDAY
2025-01-27 | 2025-01-28 | 2025-01-29 | 2025-01-30 | 2025-01-31 | 2025-02-01 | 2025-02-02
2025-02-03 | 2025-02-04 | 2025-02-05 | 2025-02-06 | 2025-02-07 | 2025-02-08 | 2025-02-09
2025-02-10 | 2025-02-11 | 2025-02-12 | 2025-02-13 | 2025-02-14 | 2025-02-15 | 2025-02-16
2025-02-17 | 2025-02-18 | 2025-02-19 | 2025-02-20 | 2025-02-21 | 2025-02-22 | 2025-02-23
2025-02-24 | 2025-02-25 | 2025-02-26 | 2025-02-27 | 2025-02-28 | 2025-03-01 | 2025-03-02
2025-03-03 | 2025-03-04 | Notes:
March | [5 empty] | 2025
MONDAY | TUESDAY | WEDNESDAY | THURSDAY | FRIDAY | SATURDAY | SUNDAY
2025-02-24 | 2025-02-25 | 2025-02-26 | 2025-02-27 | 2025-02-28 | 2025-03-01 | 2025-03-02
2025-03-03 | 2025-03-04 | 2025-03-05 | 2025-03-06 | 2025-03-07 | 2025-03-08 | 2025-03-09
2025-03-10 | 2025-03-11 | 2025-03-12 | 2025-03-13 | 2025-03-14 | 2025-03-15 | 2025-03-16
2025-03-17 | 2025-03-18 | 2025-03-19 | 2025-03-20 | 2025-03-21 | 2025-03-22 | 2025-03-23
2025-03-24 | 2025-03-25 | 2025-03-26 | 2025-03-27 | 2025-03-28 | 2025-03-29 | 2025-03-30
2025-03-31 | 2025-04-01 | Notes:
April | [5 empty] | 2025
MONDAY | TUESDAY | WEDNESDAY | THURSDAY | FRIDAY | SATURDAY | SUNDAY
2025-03-31 | 2025-04-01 | 2025-04-02 | 2025-04-03 | 2025-04-04 | 2025-04-05 | 2025-04-06
2025-04-07 | 2025-04-08 | 2025-04-09 | 2025-04-10 | 2025-04-11 | 2025-04-12 | 2025-04-13
2025-04-14 | 2025-04-15 | 2025-04-16 | 2025-04-17 | 2025-04-18 | 2025-04-19 | 2025-04-20
2025-04-21 | 2025-04-22 | 2025-04-23 | 2025-04-24 | 2025-04-25 | 2025-04-26 | 2025-04-27
2025-04-28 | 2025-04-29 | 2025-04-30 | 2025-05-01 | 2025-05-02 | 2025-05-03 | 2025-05-04
2025-05-05 | 2025-05-06 | Notes:
May | [5 empty] | 2025
MONDAY | TUESDAY | WEDNESDAY | THURSDAY | FRIDAY | SATURDAY | SUNDAY
2025-04-28 | 2025-04-29 | 2025-04-30 | 2025-05-01 | 2025-05-02 | 2025-05-03 | 2025-05-04
2025-05-05 | 2025-05-06 | 2025-05-07 | 2025-05-08 | 2025-05-09 | 2025-05-10 | 2025-05-11
2025-05-12 | 2025-05-13 | 2025-05-14 | 2025-05-15 | 2025-05-16 | 2025-05-17 | 2025-05-18
2025-05-19 | 2025-05-20 | 2025-05-21 | 2025-05-22 | 2025-05-23 | 2025-05-24 | 2025-05-25
2025-05-26 | 2025-05-27 | 2025-05-28 | 2025-05-29 | 2025-05-30 | 2025-05-31 | 2025-06-01
2025-06-02 | 2025-06-03 | Notes:
June | [5 empty] | 2025
MONDAY | TUESDAY | WEDNESDAY | THURSDAY | FRIDAY | SATURDAY | SUNDAY
2025-05-26 | 2025-05-27 | 2025-05-28 | 2025-05-29 | 2025-05-30 | 2025-05-31 | 2025-06-01
2025-06-02 | 2025-06-03 | 2025-06-04 | 2025-06-05 | 2025-06-06 | 2025-06-07 | 2025-06-08
2025-06-09 | 2025-06-10 | 2025-06-11 | 2025-06-12 | 2025-06-13 | 2025-06-14 | 2025-06-15
2025-06-16 | 2025-06-17 | 2025-06-18 | 2025-06-19 | 2025-06-20 | 2025-06-21 | 2025-06-22
2025-06-23 | 2025-06-24 | 2025-06-25 | 2025-06-26 | 2025-06-27 | 2025-06-28 | 2025-06-29
2025-06-30 | 2025-07-01 | Notes:

## Schedule (hidden)
Vinh's Schedule | [7 empty] | Color Description
[5 empty] | SCHEDULE START | TIME INTERVAL |  |  | Blocked
[5 empty] | 8:00 | 60 MIN |  |  | Available
WIMTACH - booked
| 2024-07-14 | 2024-07-15 | 2024-07-16 | 2024-07-17 | 2024-07-18 | 2024-07-19 | 2024-07-20 |  | WIMTACH
TIME | SUNDAY | MONDAY | TUESDAY | WEDNESDAY | THURSDAY | FRIDAY | SATURDAY
8:00 | bar: 2024-07-17 to 2024-07-18
9:00 | bar: 2024-07-15 to 2024-07-19
10:00 | bar: 2024-07-15 to 2024-07-19
11:00 | bar: 2024-07-15 to 2024-07-19
12:00 | 2024-07-16: external team meeting
13:00 | 2024-07-16: external team meeting
14:00 | bar: 2024-07-15 to 2024-07-19
15:00 | 2024-07-19: meeting with Prof Viji
16:00 | bar: 2024-07-19
17:00
18:00 | 2024-07-19: meeting with Prof Viji
19:00

## Sheet9 (hidden)
|  |  | Patient Encounter |  | Spectrophotometer | Pulse Oximeter |  | ABG | Wave Form
group | Row Labels | Count of group | Patient | Encounter | Spectrophotometer | Device | Pulseoximeter | Blood gas | 2HZ | PPG | Base
Forehead (E) | Back Earlobe (F) | 186 | patient_id | encounter_id | patient_id | device_number | encounter_id | patient_id | encounter_id* | encounter_id* | encounter_id*
Inner Upper Arm (D) | Calf | 39 | site_id | encounter_date | encounter_id | device_type | device | encounter_id | Sample | RED | ECG-II
Inner Upper Arm (D) | Cheek (I) | 186 | assigned_sex | age_at_encounter | group | light_type | probe_location | type | ETCO2 | IR | ETO2
Palmar (C) | Dorsal (B) | 1122 | race | warming | date |  | sample_number | date | ETO2 |  | ETCO2
Palmar (C) | Fingernail (A) | 1117 | ethnicity | fitzpatrick | melanin_index |  | saturation | time | ScalcO2 |  | RR
Palmar (C) | Forehead (E) | 1122 |  | monk_fingernail | hb_index |  | pi | sample | RR |  | ART
Dorsal (B) | Front Earlobe (E) | 186 |  | monk_dorsal | hb_so2_index |  |  | ph | dev60_SpO2
Dorsal (B) | Inner Upper Arm (D) | 1125 |  | monk_palmar | hue |  |  | pco2 | dev60_HR
Dorsal (B) | Nare (H) | 186 |  | monk_upper_arm | value |  |  | po2 | dev60_PI
Fingernail (A) | Palmar (C) | 1125 |  | monk_forehead | chroma |  |  | so2 | dev59_SpO2
Fingernail (A) | (blank) |  |  | finger_l1_device | lab_l |  |  | cohb | dev59_HR
Fingernail (A) | Grand Total | 6394 |  | finger_l2_device | lab_a |  |  | methb | dev59_PI
Inner Upper Arm (D) |  |  |  | finger_l3_device | lab_b |  |  | thb | Timestamp
Forehead (E) |  |  |  | finger_l4_device | km400 |  |  | k
Forehead (E) |  |  |  | finger_l5_device | km410 |  |  | na
Cheek (I) |  |  |  | finger_r1_device | km420 |  |  | ca
Cheek (I) |  |  |  | finger_r2_device | km430 |  |  | cl
Back Earlobe (F) |  |  |  | finger_r3_device | km440 |  |  | glucose
Back Earlobe (F) |  |  |  | finger_r4_device | km450 |  |  | lactate
Back Earlobe (F) |  |  |  | finger_r5_device | km460 |  |  | p50
Forehead (E) |  |  |  | finger_l1_diameter | km470 |  |  | cbase
Forehead (E) |  |  |  | finger_l2_diameter | km480 |  |  | ETCO2
Forehead (E) |  |  |  | finger_l3_diameter | km490 |  |  | ETO2
Fingernail (A) |  |  |  | finger_l4_diameter | km500 |  |  | ScalcO2
Nare (H) |  |  |  | finger_l5_diameter | km510 |  |  | RR
Nare (H) |  |  |  | finger_r1_diameter | km520 |  |  | dev60_HR
Cheek (I) |  |  |  | finger_r2_diameter | km530 |  |  | dev55_HR
Fingernail (A) |  |  |  | finger_r3_diameter | km540 |  |  | dev59_HR
Front Earlobe (E) |  |  |  | finger_r4_diameter | km550 |  |  | dev64_HR
Front Earlobe (E) |  |  |  | finger_r5_diameter | km560
Front Earlobe (E) |  |  |  |  | km570
Inner Upper Arm (D) |  |  |  |  | km580
Fingernail (A) |  |  |  |  | km590
Dorsal (B) |  |  |  |  | km600
Dorsal (B) |  |  |  |  | km610
Dorsal (B) |  |  |  |  | km620
Palmar (C) |  |  |  |  | km630
Palmar (C) |  |  |  |  | km640
Palmar (C) |  |  |  |  | km650
Inner Upper Arm (D) |  |  |  |  | km660
Inner Upper Arm (D) |  |  |  |  | km670
Nare (H) |  |  |  |  | km680
Fingernail (A) |  |  |  |  | km690
Dorsal (B) |  |  |  |  | km700
Dorsal (B)
Palmar (C)
Palmar (C)
Palmar (C)
Inner Upper Arm (D)
Inner Upper Arm (D)
Inner Upper Arm (D)
Forehead (E)
Forehead (E)
Dorsal (B)
Fingernail (A)
Forehead (E)
Fingernail (A)
Fingernail (A)
Forehead (E)
Forehead (E)
Forehead (E)
Inner Upper Arm (D)
Inner Upper Arm (D)
Inner Upper Arm (D)
Palmar (C)
Palmar (C)
Dorsal (B)
Dorsal (B)
Dorsal (B)
Fingernail (A)
Fingernail (A)
Palmar (C)
Fingernail (A)
Fingernail (A)
Dorsal (B)
Fingernail (A)
Forehead (E)
Forehead (E)
Forehead (E)
Inner Upper Arm (D)
Inner Upper Arm (D)
Palmar (C)
Palmar (C)
Palmar (C)
Dorsal (B)
Dorsal (B)
Inner Upper Arm (D)
Forehead (E)
Forehead (E)
Forehead (E)
Inner Upper Arm (D)
Inner Upper Arm (D)
Inner Upper Arm (D)
Palmar (C)
Palmar (C)
Dorsal (B)
Dorsal (B)
Fingernail (A)
Fingernail (A)
Palmar (C)
Fingernail (A)
Dorsal (B)
Dorsal (B)
Fingernail (A)
Fingernail (A)
Fingernail (A)
Dorsal (B)
Palmar (C)
Palmar (C)
Palmar (C)
Inner Upper Arm (D)
Inner Upper Arm (D)
Inner Upper Arm (D)
Forehead (E)
Forehead (E)
Forehead (E)
Dorsal (B)
Fingernail (A)
Forehead (E)
Fingernail (A)
Fingernail (A)
Dorsal (B)
Dorsal (B)
Forehead (E)
Dorsal (B)
Palmar (C)
Palmar (C)
Palmar (C)
Inner Upper Arm (D)
Inner Upper Arm (D)
Forehead (E)
Inner Upper Arm (D)
Forehead (E)
Dorsal (B)
Dorsal (B)
Dorsal (B)
Fingernail (A)
Fingernail (A)
Fingernail (A)
Inner Upper Arm (D)
Inner Upper Arm (D)
Inner Upper Arm (D)
Forehead (E)
Forehead (E)
Palmar (C)
Palmar (C)
Palmar (C)
Palmar (C)
Dorsal (B)
Fingernail (A)
Fingernail (A)
Fingernail (A)
Forehead (E)
Forehead (E)
Forehead (E)
Inner Upper Arm (D)
Dorsal (B)
Dorsal (B)
Palmar (C)
Palmar (C)
Inner Upper Arm (D)
Inner Upper Arm (D)
Palmar (C)
Fingernail (A)
Fingernail (A)
Fingernail (A)
Dorsal (B)
Dorsal (B)
Inner Upper Arm (D)
Forehead (E)
Forehead (E)
Forehead (E)
Inner Upper Arm (D)
Dorsal (B)
Inner Upper Arm (D)
Palmar (C)
Palmar (C)
Inner Upper Arm (D)
Forehead (E)
Inner Upper Arm (D)
Fingernail (A)
Palmar (C)
Palmar (C)
Palmar (C)
Dorsal (B)
Dorsal (B)
Dorsal (B)
Forehead (E)
Fingernail (A)
Inner Upper Arm (D)
Forehead (E)
Fingernail (A)
Fingernail (A)
Fingernail (A)
Forehead (E)
Inner Upper Arm (D)
Inner Upper Arm (D)
Forehead (E)
Inner Upper Arm (D)
Palmar (C)
Forehead (E)
Palmar (C)
Palmar (C)
Fingernail (A)
Dorsal (B)
Dorsal (B)
Dorsal (B)
Fingernail (A)
Forehead (E)
Inner Upper Arm (D)
Inner Upper Arm (D)
Inner Upper Arm (D)
Palmar (C)
Palmar (C)
Palmar (C)
Dorsal (B)
Dorsal (B)
Dorsal (B)
Fingernail (A)
Fingernail (A)
Forehead (E)
Forehead (E)
Fingernail (A)
Fingernail (A)
Fingernail (A)
Dorsal (B)
Dorsal (B)
Dorsal (B)
Forehead (E)
Palmar (C)
Palmar (C)
Palmar (C)
Inner Upper Arm (D)
Forehead (E)
Inner Upper Arm (D)
Forehead (E)
Inner Upper Arm (D)
Palmar (C)
Palmar (C)
Palmar (C)
Fingernail (A)
Fingernail (A)
Fingernail (A)
Dorsal (B)
Dorsal (B)
Forehead (E)
Forehead (E)
Forehead (E)
Inner Upper Arm (D)
Inner Upper Arm (D)
Inner Upper Arm (D)
Dorsal (B)
Palmar (C)
Palmar (C)
Palmar (C)
Dorsal (B)
Dorsal (B)
Dorsal (B)
Fingernail (A)
Fingernail (A)
Inner Upper Arm (D)
Forehead (E)
Forehead (E)
Inner Upper Arm (D)
Fingernail (A)
Forehead (E)
Inner Upper Arm (D)
Forehead (E)
Fingernail (A)
Fingernail (A)
Dorsal (B)
Dorsal (B)
Dorsal (B)
Palmar (C)
Palmar (C)
Palmar (C)
Inner Upper Arm (D)
Inner Upper Arm (D)
Inner Upper Arm (D)
Forehead (E)
Forehead (E)
Fingernail (A)
Inner Upper Arm (D)
Fingernail (A)
Fingernail (A)
Dorsal (B)
Dorsal (B)
Dorsal (B)
Palmar (C)
Palmar (C)
Palmar (C)
Forehead (E)
Forehead (E)
Forehead (E)
Inner Upper Arm (D)
Fingernail (A)
Inner Upper Arm (D)
Palmar (C)
Inner Upper Arm (D)
Dorsal (B)
Dorsal (B)
Palmar (C)
Palmar (C)
Inner Upper Arm (D)
Inner Upper Arm (D)
Forehead (E)
Dorsal (B)
Forehead (E)
Fingernail (A)
Fingernail (A)
Fingernail (A)
Forehead (E)
Dorsal (B)
Palmar (C)
Palmar (C)
Fingernail (A)
Palmar (C)
Dorsal (B)
Inner Upper Arm (D)
Inner Upper Arm (D)
Inner Upper Arm (D)
Forehead (E)
Forehead (E)
Dorsal (B)
Fingernail (A)
Fingernail (A)
Forehead (E)
Back Earlobe (F)
Cheek (I)
Cheek (I)
Cheek (I)
Nare (H)
Nare (H)
Palmar (C)
Palmar (C)
Back Earlobe (F)
Inner Upper Arm (D)
Inner Upper Arm (D)
Inner Upper Arm (D)
Front Earlobe (E)
Front Earlobe (E)
Forehead (E)
Forehead (E)
Back Earlobe (F)
Palmar (C)
Front Earlobe (E)
Nare (H)
Fingernail (A)
Fingernail (A)
Fingernail (A)
Dorsal (B)
Dorsal (B)
Forehead (E)
Dorsal (B)
Forehead (E)
Fingernail (A)
Fingernail (A)
Fingernail (A)
Dorsal (B)
Dorsal (B)
Dorsal (B)
Palmar (C)
Palmar (C)
Inner Upper Arm (D)
Inner Upper Arm (D)
Inner Upper Arm (D)
Forehead (E)
Forehead (E)
Palmar (C)
Fingernail (A)
Fingernail (A)
Fingernail (A)
Inner Upper Arm (D)
Inner Upper Arm (D)
Forehead (E)
Forehead (E)
Inner Upper Arm (D)
Forehead (E)
Palmar (C)
Palmar (C)
Dorsal (B)
Dorsal (B)
Dorsal (B)
Palmar (C)
Inner Upper Arm (D)
Forehead (E)
Forehead (E)
Forehead (E)
Inner Upper Arm (D)
Palmar (C)
Palmar (C)
Palmar (C)
Dorsal (B)
Dorsal (B)
Dorsal (B)
Fingernail (A)
Fingernail (A)
Fingernail (A)
Inner Upper Arm (D)
Back Earlobe (F)
Back Earlobe (F)
Forehead (E)
Forehead (E)
Front Earlobe (E)
Nare (H)
Cheek (I)
Fingernail (A)
Fingernail (A)
Fingernail (A)
Fingernail (A)
Dorsal (B)
Dorsal (B)
Dorsal (B)
Palmar (C)
Palmar (C)
Fingernail (A)
Palmar (C)
Inner Upper Arm (D)
Inner Upper Arm (D)
Front Earlobe (E)
Cheek (I)
Cheek (I)
Cheek (I)
Nare (H)
Nare (H)
Nare (H)
Inner Upper Arm (D)
Front Earlobe (E)
Fingernail (A)
Dorsal (B)
Cheek (I)
Cheek (I)
Nare (H)
Nare (H)
Forehead (E)
Forehead (E)
Forehead (E)
Back Earlobe (F)
Back Earlobe (F)
Dorsal (B)
Back Earlobe (F)
Front Earlobe (E)
Front Earlobe (E)
Inner Upper Arm (D)
Inner Upper Arm (D)
Inner Upper Arm (D)
Forehead (E)
Palmar (C)
Palmar (C)
Dorsal (B)
Front Earlobe (E)
Palmar (C)
Back Earlobe (F)
Dorsal (B)
Inner Upper Arm (D)
Inner Upper Arm (D)
Inner Upper Arm (D)
Palmar (C)
Fingernail (A)
Fingernail (A)
Fingernail (A)
Dorsal (B)
Dorsal (B)
Forehead (E)
Dorsal (B)
Palmar (C)
Palmar (C)
Inner Upper Arm (D)
Inner Upper Arm (D)
Inner Upper Arm (D)
Forehead (E)
Forehead (E)
Forehead (E)
Palmar (C)
Palmar (C)
Forehead (E)
Forehead (E)
Palmar (C)
Dorsal (B)
Dorsal (B)
Fingernail (A)
Fingernail (A)
Fingernail (A)
Palmar (C)
Dorsal (B)
Dorsal (B)
Dorsal (B)
Fingernail (A)
Forehead (E)
Palmar (C)
Forehead (E)
Forehead (E)
Forehead (E)
Inner Upper Arm (D)
Inner Upper Arm (D)
Inner Upper Arm (D)
Inner Upper Arm (D)
Inner Upper Arm (D)
Forehead (E)
Forehead (E)
Fingernail (A)
Fingernail (A)
Palmar (C)
Inner Upper Arm (D)
Palmar (C)
Dorsal (B)
Dorsal (B)
Dorsal (B)
Fingernail (A)
Fingernail (A)
Fingernail (A)
Palmar (C)
Palmar (C)
Dorsal (B)
Dorsal (B)
Palmar (C)
Fingernail (A)
Fingernail (A)
Fingernail (A)
Palmar (C)
Inner Upper Arm (D)
Inner Upper Arm (D)
Inner Upper Arm (D)
Forehead (E)
Forehead (E)
Forehead (E)
Palmar (C)
Dorsal (B)
Fingernail (A)
Forehead (E)
Forehead (E)
Forehead (E)
Palmar (C)
Palmar (C)
Palmar (C)
Dorsal (B)
Dorsal (B)
Dorsal (B)
Fingernail (A)
Fingernail (A)
Fingernail (A)
Forehead (E)
Inner Upper Arm (D)
Forehead (E)
Inner Upper Arm (D)
Inner Upper Arm (D)
Inner Upper Arm (D)
Palmar (C)
Palmar (C)
Palmar (C)
Dorsal (B)
Dorsal (B)
Dorsal (B)
Fingernail (A)
Fingernail (A)
Forehead (E)
Inner Upper Arm (D)
Inner Upper Arm (D)
Inner Upper Arm (D)
Inner Upper Arm (D)
Inner Upper Arm (D)
Forehead (E)
Forehead (E)
Palmar (C)
Palmar (C)
Forehead (E)
Dorsal (B)
Dorsal (B)
Dorsal (B)
Fingernail (A)
Fingernail (A)
Palmar (C)
Fingernail (A)
Nare (H)
Forehead (E)
Forehead (E)
Nare (H)
Nare (H)
Cheek (I)
Cheek (I)
Forehead (E)
Cheek (I)
Back Earlobe (F)
Back Earlobe (F)
Dorsal (B)
Fingernail (A)
Fingernail (A)
Fingernail (A)
Dorsal (B)
Dorsal (B)
Back Earlobe (F)
Palmar (C)
Palmar (C)
Palmar (C)
Inner Upper Arm (D)
Inner Upper Arm (D)
Inner Upper Arm (D)
Front Earlobe (E)
Front Earlobe (E)
Front Earlobe (E)
Palmar (C)
Palmar (C)
Forehead (E)
Dorsal (B)
Palmar (C)
Forehead (E)
Inner Upper Arm (D)
Inner Upper Arm (D)
Inner Upper Arm (D)
Inner Upper Arm (D)
Palmar (C)
Palmar (C)
Palmar (C)
Dorsal (B)
Dorsal (B)
Dorsal (B)
Forehead (E)
Forehead (E)
Forehead (E)
Inner Upper Arm (D)
Forehead (E)
Dorsal (B)
Inner Upper Arm (D)
Dorsal (B)
Forehead (E)
Forehead (E)
Inner Upper Arm (D)
Inner Upper Arm (D)
Inner Upper Arm (D)
Palmar (C)
Palmar (C)
Palmar (C)
Dorsal (B)
Forehead (E)
Fingernail (A)
Fingernail (A)
Fingernail (A)
Dorsal (B)
Dorsal (B)
Fingernail (A)
Palmar (C)
Dorsal (B)
Dorsal (B)
Dorsal (B)
Fingernail (A)
Fingernail (A)
Palmar (C)
Palmar (C)
Inner Upper Arm (D)
Inner Upper Arm (D)
Forehead (E)
Forehead (E)
Inner Upper Arm (D)
Forehead (E)
Palmar (C)
Palmar (C)
Back Earlobe (F)
Nare (H)
Palmar (C)
Nare (H)
Forehead (E)
Forehead (E)
Nare (H)
Back Earlobe (F)
Back Earlobe (F)
Forehead (E)
Front Earlobe (E)
Cheek (I)
Cheek (I)
Cheek (I)
Inner Upper Arm (D)
Front Earlobe (E)
Dorsal (B)
Dorsal (B)
Inner Upper Arm (D)
Fingernail (A)
Fingernail (A)
Fingernail (A)
Inner Upper Arm (D)
Front Earlobe (E)
Dorsal (B)
Dorsal (B)
Fingernail (A)
Fingernail (A)
Fingernail (A)
Dorsal (B)
Palmar (C)
Forehead (E)
Forehead (E)
Forehead (E)
Dorsal (B)
Inner Upper Arm (D)
Inner Upper Arm (D)
Palmar (C)
Palmar (C)
Inner Upper Arm (D)
Forehead (E)
Dorsal (B)
Fingernail (A)
Palmar (C)
Palmar (C)
Inner Upper Arm (D)
Inner Upper Arm (D)
Inner Upper Arm (D)
Forehead (E)
Fingernail (A)
Forehead (E)
Fingernail (A)
Dorsal (B)
Dorsal (B)
Palmar (C)
Inner Upper Arm (D)
Forehead (E)
Forehead (E)
Inner Upper Arm (D)
Palmar (C)
Palmar (C)
Palmar (C)
Dorsal (B)
Inner Upper Arm (D)
Dorsal (B)
Forehead (E)
Fingernail (A)
Fingernail (A)
Dorsal (B)
Fingernail (A)
Back Earlobe (F)
Front Earlobe (E)
Cheek (I)
Cheek (I)
Back Earlobe (F)
Front Earlobe (E)
Front Earlobe (E)
Forehead (E)
Cheek (I)
Cheek (I)
Back Earlobe (F)
Forehead (E)
Forehead (E)
Nare (H)
Back Earlobe (F)
Nare (H)
Forehead (E)
Back Earlobe (F)
Cheek (I)
Fingernail (A)
Fingernail (A)
Cheek (I)
Nare (H)
Nare (H)
Fingernail (A)
Forehead (E)
Dorsal (B)
Dorsal (B)
Dorsal (B)
Palmar (C)
Palmar (C)
Palmar (C)
Inner Upper Arm (D)
Inner Upper Arm (D)
Inner Upper Arm (D)
Nare (H)
Nare (H)
Back Earlobe (F)
Front Earlobe (E)
Cheek (I)
Nare (H)
Nare (H)
Nare (H)
Forehead (E)
Forehead (E)
Forehead (E)
Back Earlobe (F)
Back Earlobe (F)
Back Earlobe (F)
Front Earlobe (E)
Front Earlobe (E)
Cheek (I)
Front Earlobe (E)
Inner Upper Arm (D)
Inner Upper Arm (D)
Inner Upper Arm (D)
Palmar (C)
Palmar (C)
Palmar (C)
Dorsal (B)
Dorsal (B)
Dorsal (B)
Fingernail (A)
Fingernail (A)
Fingernail (A)
Front Earlobe (E)
Cheek (I)
Forehead (E)
Inner Upper Arm (D)
Fingernail (A)
Dorsal (B)
Dorsal (B)
Dorsal (B)
Palmar (C)
Palmar (C)
Fingernail (A)
Fingernail (A)
Front Earlobe (E)
Palmar (C)
Inner Upper Arm (D)
Inner Upper Arm (D)
Front Earlobe (E)
Back Earlobe (F)
Back Earlobe (F)
Back Earlobe (F)
Forehead (E)
Forehead (E)
Cheek (I)
Nare (H)
Cheek (I)
Cheek (I)
Nare (H)
Front Earlobe (E)
Forehead (E)
Front Earlobe (E)
Palmar (C)
Inner Upper Arm (D)
Inner Upper Arm (D)
Palmar (C)
Nare (H)
Palmar (C)
Dorsal (B)
Dorsal (B)
Dorsal (B)
Inner Upper Arm (D)
Fingernail (A)
Fingernail (A)
Fingernail (A)
Forehead (E)
Forehead (E)
Inner Upper Arm (D)
Forehead (E)
Inner Upper Arm (D)
Dorsal (B)
Palmar (C)
Palmar (C)
Palmar (C)
Dorsal (B)
Dorsal (B)
Fingernail (A)
Fingernail (A)
Inner Upper Arm (D)
Fingernail (A)
Dorsal (B)
Fingernail (A)
Palmar (C)
Cheek (I)
Cheek (I)
Nare (H)
Nare (H)
Dorsal (B)
Nare (H)
Fingernail (A)
Fingernail (A)
Palmar (C)
Inner Upper Arm (D)
Cheek (I)
Dorsal (B)
Forehead (E)
Front Earlobe (E)
Palmar (C)
Front Earlobe (E)
Front Earlobe (E)
Back Earlobe (F)
Back Earlobe (F)
Forehead (E)
Back Earlobe (F)
Forehead (E)
Inner Upper Arm (D)
Inner Upper Arm (D)
Fingernail (A)
Forehead (E)
Forehead (E)
Forehead (E)
Fingernail (A)
Inner Upper Arm (D)
Inner Upper Arm (D)
Fingernail (A)
Dorsal (B)
Palmar (C)
Palmar (C)
Palmar (C)
Dorsal (B)
Inner Upper Arm (D)
Dorsal (B)
Fingernail (A)
Fingernail (A)
Dorsal (B)
Dorsal (B)
Palmar (C)
Fingernail (A)
Palmar (C)
Forehead (E)
Forehead (E)
Forehead (E)
Inner Upper Arm (D)
Inner Upper Arm (D)
Inner Upper Arm (D)
Palmar (C)
Dorsal (B)
Palmar (C)
Forehead (E)
Fingernail (A)
Fingernail (A)
Forehead (E)
Fingernail (A)
Dorsal (B)
Dorsal (B)
Forehead (E)
Dorsal (B)
Palmar (C)
Palmar (C)
Inner Upper Arm (D)
Inner Upper Arm (D)
Inner Upper Arm (D)
Palmar (C)
Fingernail (A)
Fingernail (A)
Fingernail (A)
Dorsal (B)
Dorsal (B)
Dorsal (B)
Palmar (C)
Palmar (C)
Inner Upper Arm (D)
Inner Upper Arm (D)
Forehead (E)
Inner Upper Arm (D)
Forehead (E)
Forehead (E)
Palmar (C)
Fingernail (A)
Inner Upper Arm (D)
Palmar (C)
Palmar (C)
Inner Upper Arm (D)
Dorsal (B)
Dorsal (B)
Fingernail (A)
Fingernail (A)
Inner Upper Arm (D)
Forehead (E)
Forehead (E)
Forehead (E)
Dorsal (B)
Inner Upper Arm (D)
Inner Upper Arm (D)
Palmar (C)
Palmar (C)
Palmar (C)
Fingernail (A)
Inner Upper Arm (D)
Forehead (E)
Forehead (E)
Fingernail (A)
Dorsal (B)
Dorsal (B)
Dorsal (B)
Forehead (E)
Fingernail (A)
Forehead (E)
Forehead (E)
Fingernail (A)
Fingernail (A)
Palmar (C)
Forehead (E)
Inner Upper Arm (D)
Inner Upper Arm (D)
Fingernail (A)
Dorsal (B)
Dorsal (B)
Inner Upper Arm (D)
Dorsal (B)
Palmar (C)
Palmar (C)
Palmar (C)
Palmar (C)
Dorsal (B)
Dorsal (B)
Forehead (E)
Fingernail (A)
Fingernail (A)
Fingernail (A)
Inner Upper Arm (D)
Dorsal (B)
Palmar (C)
Forehead (E)
Forehead (E)
Inner Upper Arm (D)
Inner Upper Arm (D)
Forehead (E)
Fingernail (A)
Fingernail (A)
Fingernail (A)
Inner Upper Arm (D)
Forehead (E)
Palmar (C)
Palmar (C)
Palmar (C)
Dorsal (B)
Dorsal (B)
Dorsal (B)
Forehead (E)
Inner Upper Arm (D)
Inner Upper Arm (D)
Forehead (E)
Fingernail (A)
Fingernail (A)
Fingernail (A)
Dorsal (B)
Dorsal (B)
Dorsal (B)
Palmar (C)
Palmar (C)
Palmar (C)
Inner Upper Arm (D)
Inner Upper Arm (D)
Inner Upper Arm (D)
Forehead (E)
Forehead (E)
Fingernail (A)
Dorsal (B)
Inner Upper Arm (D)
Inner Upper Arm (D)
Fingernail (A)
Fingernail (A)
Dorsal (B)
Dorsal (B)
Palmar (C)
Palmar (C)
Palmar (C)
Inner Upper Arm (D)
Forehead (E)
Forehead (E)
Forehead (E)
Dorsal (B)
Dorsal (B)
Fingernail (A)
Dorsal (B)
Fingernail (A)
Palmar (C)
Palmar (C)
Inner Upper Arm (D)
Palmar (C)
Inner Upper Arm (D)
Forehead (E)
Forehead (E)
Forehead (E)
Fingernail (A)
Inner Upper Arm (D)
Inner Upper Arm (D)
Forehead (E)
Forehead (E)
Inner Upper Arm (D)
Palmar (C)
Dorsal (B)
Palmar (C)
Palmar (C)
Inner Upper Arm (D)
Dorsal (B)
Fingernail (A)
Forehead (E)
Fingernail (A)
Fingernail (A)
Dorsal (B)
Fingernail (A)
Dorsal (B)
Dorsal (B)
Dorsal (B)
Palmar (C)
Palmar (C)
Palmar (C)
Inner Upper Arm (D)
Inner Upper Arm (D)
Inner Upper Arm (D)
Fingernail (A)
Forehead (E)
Dorsal (B)
Forehead (E)
Forehead (E)
Forehead (E)
Fingernail (A)
Forehead (E)
Forehead (E)
Inner Upper Arm (D)
Inner Upper Arm (D)
Inner Upper Arm (D)
Palmar (C)
Palmar (C)
Palmar (C)
Dorsal (B)
Dorsal (B)
Fingernail (A)
Fingernail (A)
Fingernail (A)
Fingernail (A)
Fingernail (A)
Fingernail (A)
Dorsal (B)
Dorsal (B)
Palmar (C)
Palmar (C)
Forehead (E)
Palmar (C)
Inner Upper Arm (D)
Inner Upper Arm (D)
Forehead (E)
Forehead (E)
Inner Upper Arm (D)
Dorsal (B)
Fingernail (A)
Front Earlobe (E)
Dorsal (B)
Cheek (I)
Cheek (I)
Cheek (I)
Nare (H)
Nare (H)
Nare (H)
Forehead (E)
Forehead (E)
Forehead (E)
Back Earlobe (F)
Back Earlobe (F)
Front Earlobe (E)
Back Earlobe (F)
Front Earlobe (E)
Palmar (C)
Inner Upper Arm (D)
Fingernail (A)
Fingernail (A)
Dorsal (B)
Dorsal (B)
Palmar (C)
Palmar (C)
Inner Upper Arm (D)
Inner Upper Arm (D)
Inner Upper Arm (D)
Inner Upper Arm (D)
Inner Upper Arm (D)
Palmar (C)
Palmar (C)
Forehead (E)
Dorsal (B)
Dorsal (B)
Dorsal (B)
Fingernail (A)
Fingernail (A)
Fingernail (A)
Forehead (E)
Forehead (E)
Palmar (C)
Fingernail (A)
Fingernail (A)
Forehead (E)
Palmar (C)
Inner Upper Arm (D)
Inner Upper Arm (D)
Inner Upper Arm (D)
Forehead (E)
Fingernail (A)
Forehead (E)
Palmar (C)
Dorsal (B)
Palmar (C)
Dorsal (B)
Dorsal (B)
Fingernail (A)
Fingernail (A)
Fingernail (A)
Dorsal (B)
Dorsal (B)
Dorsal (B)
Palmar (C)
Palmar (C)
Inner Upper Arm (D)
Inner Upper Arm (D)
Inner Upper Arm (D)
Forehead (E)
Forehead (E)
Forehead (E)
Palmar (C)
Inner Upper Arm (D)
Dorsal (B)
Palmar (C)
Palmar (C)
Palmar (C)
Inner Upper Arm (D)
Inner Upper Arm (D)
Dorsal (B)
Forehead (E)
Forehead (E)
Dorsal (B)
Fingernail (A)
Fingernail (A)
Fingernail (A)
Forehead (E)
Fingernail (A)
Fingernail (A)
Dorsal (B)
Inner Upper Arm (D)
Fingernail (A)
Inner Upper Arm (D)
Inner Upper Arm (D)
Palmar (C)
Palmar (C)
Forehead (E)
Forehead (E)
Dorsal (B)
Dorsal (B)
Forehead (E)
Palmar (C)
Fingernail (A)
Fingernail (A)
Inner Upper Arm (D)
Forehead (E)
Forehead (E)
Inner Upper Arm (D)
Inner Upper Arm (D)
Forehead (E)
Forehead (E)
Forehead (E)
Fingernail (A)
Fingernail (A)
Palmar (C)
Dorsal (B)
Fingernail (A)
Fingernail (A)
Dorsal (B)
Dorsal (B)
Dorsal (B)
Palmar (C)
Dorsal (B)
Palmar (C)
Inner Upper Arm (D)
Palmar (C)
Inner Upper Arm (D)
Inner Upper Arm (D)
Palmar (C)
Dorsal (B)
Forehead (E)
Palmar (C)
Palmar (C)
Fingernail (A)
Fingernail (A)
Forehead (E)
Forehead (E)
Forehead (E)
Inner Upper Arm (D)
Inner Upper Arm (D)
Inner Upper Arm (D)
Palmar (C)
Palmar (C)
Dorsal (B)
Dorsal (B)
Fingernail (A)
Dorsal (B)
Forehead (E)
Forehead (E)
Cheek (I)
Back Earlobe (F)
Back Earlobe (F)
Back Earlobe (F)
Front Earlobe (E)
Forehead (E)
Nare (H)
Nare (H)
Nare (H)
Cheek (I)
Palmar (C)
Inner Upper Arm (D)
Inner Upper Arm (D)
Inner Upper Arm (D)
Palmar (C)
Palmar (C)
Dorsal (B)
Fingernail (A)
Fingernail (A)
Fingernail (A)
Dorsal (B)
Dorsal (B)
Cheek (I)
Front Earlobe (E)
Front Earlobe (E)
Palmar (C)
Fingernail (A)
Dorsal (B)
Dorsal (B)
Palmar (C)
Palmar (C)
Forehead (E)
Fingernail (A)
Forehead (E)
Forehead (E)
Inner Upper Arm (D)
Inner Upper Arm (D)
Inner Upper Arm (D)
Fingernail (A)
Dorsal (B)
Fingernail (A)
Nare (H)
Nare (H)
Nare (H)
Forehead (E)
Forehead (E)
Forehead (E)
Back Earlobe (F)
Back Earlobe (F)
Back Earlobe (F)
Front Earlobe (E)
Front Earlobe (E)
Dorsal (B)
Fingernail (A)
Dorsal (B)
Cheek (I)
Inner Upper Arm (D)
Dorsal (B)
Inner Upper Arm (D)
Cheek (I)
Fingernail (A)
Cheek (I)
Inner Upper Arm (D)
Palmar (C)
Palmar (C)
Palmar (C)
Front Earlobe (E)
Dorsal (B)
Dorsal (B)
Dorsal (B)
Dorsal (B)
Fingernail (A)
Forehead (E)
Forehead (E)
Palmar (C)
Forehead (E)
Fingernail (A)
Fingernail (A)
Forehead (E)
Inner Upper Arm (D)
Forehead (E)
Palmar (C)
Forehead (E)
Inner Upper Arm (D)
Fingernail (A)
Inner Upper Arm (D)
Inner Upper Arm (D)
Inner Upper Arm (D)
Palmar (C)
Palmar (C)
Dorsal (B)
Inner Upper Arm (D)
Palmar (C)
Fingernail (A)
Fingernail (A)
Dorsal (B)
Palmar (C)
Dorsal (B)
Forehead (E)
Forehead (E)
Forehead (E)
Inner Upper Arm (D)
Palmar (C)
Fingernail (A)
Inner Upper Arm (D)
Palmar (C)
Inner Upper Arm (D)
Fingernail (A)
Fingernail (A)
Dorsal (B)
Dorsal (B)
Palmar (C)
Forehead (E)
Inner Upper Arm (D)
Dorsal (B)
Palmar (C)
Palmar (C)
Inner Upper Arm (D)
Palmar (C)
Inner Upper Arm (D)
Dorsal (B)
Dorsal (B)
Fingernail (A)
Forehead (E)
Forehead (E)
Fingernail (A)
Fingernail (A)
Fingernail (A)
Forehead (E)
Forehead (E)
Forehead (E)
Inner Upper Arm (D)
Inner Upper Arm (D)
Inner Upper Arm (D)
Palmar (C)
Palmar (C)
Palmar (C)
Dorsal (B)
Dorsal (B)
Dorsal (B)
Fingernail (A)
Fingernail (A)
Fingernail (A)
Forehead (E)
Forehead (E)
Forehead (E)
Fingernail (A)
Inner Upper Arm (D)
Palmar (C)
Palmar (C)
Palmar (C)
Dorsal (B)
Dorsal (B)
Fingernail (A)
Dorsal (B)
Forehead (E)
Inner Upper Arm (D)
Forehead (E)
Fingernail (A)
Fingernail (A)
Fingernail (A)
Dorsal (B)
Dorsal (B)
Forehead (E)
Dorsal (B)
Palmar (C)
Palmar (C)
Inner Upper Arm (D)
Inner Upper Arm (D)
Inner Upper Arm (D)
Forehead (E)
Palmar (C)
Inner Upper Arm (D)
Forehead (E)
Cheek (I)
Nare (H)
Cheek (I)
Cheek (I)
Inner Upper Arm (D)
Palmar (C)
Palmar (C)
Palmar (C)
Dorsal (B)
Dorsal (B)
Dorsal (B)
Fingernail (A)
Fingernail (A)
Fingernail (A)
Inner Upper Arm (D)
Front Earlobe (E)
Front Earlobe (E)
Front Earlobe (E)
Back Earlobe (F)
Back Earlobe (F)
Back Earlobe (F)
Forehead (E)
Forehead (E)
Nare (H)
Nare (H)
Inner Upper Arm (D)
Forehead (E)
Forehead (E)
Forehead (E)
Fingernail (A)
Fingernail (A)
Fingernail (A)
Dorsal (B)
Dorsal (B)
Dorsal (B)
Palmar (C)
Palmar (C)
Palmar (C)
Inner Upper Arm (D)
Inner Upper Arm (D)
Inner Upper Arm (D)
Calf
Calf
Forehead (E)
Forehead (E)
Calf
Inner Upper Arm (D)
Fingernail (A)
Fingernail (A)
Forehead (E)
Dorsal (B)
Dorsal (B)
Dorsal (B)
Palmar (C)
Fingernail (A)
Inner Upper Arm (D)
Inner Upper Arm (D)
Palmar (C)
Palmar (C)
Palmar (C)
Forehead (E)
Inner Upper Arm (D)
Inner Upper Arm (D)
Palmar (C)
Forehead (E)
Palmar (C)
Forehead (E)
Inner Upper Arm (D)
Dorsal (B)
Dorsal (B)
Dorsal (B)
Fingernail (A)
Fingernail (A)
Fingernail (A)
Fingernail (A)
Dorsal (B)
Dorsal (B)
Calf
Calf
Fingernail (A)
Calf
Fingernail (A)
Forehead (E)
Palmar (C)
Inner Upper Arm (D)
Forehead (E)
Palmar (C)
Inner Upper Arm (D)
Inner Upper Arm (D)
Palmar (C)
Forehead (E)
Dorsal (B)
Palmar (C)
Forehead (E)
Inner Upper Arm (D)
Forehead (E)
Forehead (E)
Inner Upper Arm (D)
Fingernail (A)
Inner Upper Arm (D)
Palmar (C)
Palmar (C)
Dorsal (B)
Dorsal (B)
Dorsal (B)
Fingernail (A)
Fingernail (A)
Forehead (E)
Forehead (E)
Fingernail (A)
Fingernail (A)
Inner Upper Arm (D)
Dorsal (B)
Inner Upper Arm (D)
Fingernail (A)
Forehead (E)
Palmar (C)
Palmar (C)
Dorsal (B)
Palmar (C)
Dorsal (B)
Inner Upper Arm (D)
Inner Upper Arm (D)
Forehead (E)
Inner Upper Arm (D)
Inner Upper Arm (D)
Palmar (C)
Forehead (E)
Dorsal (B)
Palmar (C)
Dorsal (B)
Fingernail (A)
Fingernail (A)
Fingernail (A)
Palmar (C)
Dorsal (B)
Fingernail (A)
Fingernail (A)
Fingernail (A)
Dorsal (B)
Dorsal (B)
Dorsal (B)
Forehead (E)
Palmar (C)
Forehead (E)
Inner Upper Arm (D)
Inner Upper Arm (D)
Palmar (C)
Inner Upper Arm (D)
Palmar (C)
Forehead (E)
Inner Upper Arm (D)
Fingernail (A)
Palmar (C)
Palmar (C)
Palmar (C)
Inner Upper Arm (D)
Inner Upper Arm (D)
Forehead (E)
Forehead (E)
Dorsal (B)
Forehead (E)
Fingernail (A)
Fingernail (A)
Dorsal (B)
Dorsal (B)
Dorsal (B)
Fingernail (A)
Fingernail (A)
Fingernail (A)
Palmar (C)
Palmar (C)
Forehead (E)
Forehead (E)
Palmar (C)
Inner Upper Arm (D)
Inner Upper Arm (D)
Forehead (E)
Inner Upper Arm (D)
Dorsal (B)
Fingernail (A)
Inner Upper Arm (D)
Palmar (C)
Palmar (C)
Palmar (C)
Dorsal (B)
Dorsal (B)
Fingernail (A)
Fingernail (A)
Inner Upper Arm (D)
Inner Upper Arm (D)
Dorsal (B)
Nare (H)
Nare (H)
Cheek (I)
Cheek (I)
Forehead (E)
Forehead (E)
Forehead (E)
Back Earlobe (F)
Nare (H)
Back Earlobe (F)
Front Earlobe (E)
Front Earlobe (E)
Cheek (I)
Back Earlobe (F)
Front Earlobe (E)
Fingernail (A)
Palmar (C)
Palmar (C)
Palmar (C)
Fingernail (A)
Dorsal (B)
Dorsal (B)
Inner Upper Arm (D)
Inner Upper Arm (D)
Forehead (E)
Forehead (E)
Forehead (E)
Fingernail (A)
Dorsal (B)
Inner Upper Arm (D)
Palmar (C)
Forehead (E)
Inner Upper Arm (D)
Inner Upper Arm (D)
Inner Upper Arm (D)
Forehead (E)
Forehead (E)
Dorsal (B)
Fingernail (A)
Dorsal (B)
Dorsal (B)
Fingernail (A)
Fingernail (A)
Palmar (C)
Palmar (C)
Dorsal (B)
Dorsal (B)
Dorsal (B)
Fingernail (A)
Fingernail (A)
Palmar (C)
Palmar (C)
Inner Upper Arm (D)
Inner Upper Arm (D)
Inner Upper Arm (D)
Forehead (E)
Forehead (E)
Forehead (E)
Palmar (C)
Fingernail (A)
Forehead (E)
Forehead (E)
Forehead (E)
Fingernail (A)
Fingernail (A)
Dorsal (B)
Dorsal (B)
Palmar (C)
Dorsal (B)
Palmar (C)
Inner Upper Arm (D)
Inner Upper Arm (D)
Inner Upper Arm (D)
Palmar (C)
Fingernail (A)
Forehead (E)
Forehead (E)
Forehead (E)
Inner Upper Arm (D)
Inner Upper Arm (D)
Inner Upper Arm (D)
Palmar (C)
Fingernail (A)
Fingernail (A)
Palmar (C)
Palmar (C)
Dorsal (B)
Dorsal (B)
Dorsal (B)
Fingernail (A)
Palmar (C)
Dorsal (B)
Dorsal (B)
Dorsal (B)
Fingernail (A)
Fingernail (A)
Palmar (C)
Inner Upper Arm (D)
Inner Upper Arm (D)
Forehead (E)
Inner Upper Arm (D)
Forehead (E)
Forehead (E)
Fingernail (A)
Palmar (C)
Calf
Forehead (E)
Calf
Forehead (E)
Dorsal (B)
Fingernail (A)
Inner Upper Arm (D)
Forehead (E)
Inner Upper Arm (D)
Inner Upper Arm (D)
Palmar (C)
Fingernail (A)
Fingernail (A)
Palmar (C)
Dorsal (B)
Dorsal (B)
Palmar (C)
Calf
Dorsal (B)
Dorsal (B)
Palmar (C)
Dorsal (B)
Palmar (C)
Palmar (C)
Inner Upper Arm (D)
Fingernail (A)
Inner Upper Arm (D)
Fingernail (A)
Inner Upper Arm (D)
Forehead (E)
Forehead (E)
Forehead (E)
Fingernail (A)
Palmar (C)
Palmar (C)
Inner Upper Arm (D)
Inner Upper Arm (D)
Palmar (C)
Back Earlobe (F)
Dorsal (B)
Inner Upper Arm (D)
Fingernail (A)
Fingernail (A)
Dorsal (B)
Front Earlobe (E)
Fingernail (A)
Front Earlobe (E)
Cheek (I)
Cheek (I)
Cheek (I)
Front Earlobe (E)
Nare (H)
Nare (H)
Nare (H)
Forehead (E)
Forehead (E)
Back Earlobe (F)
Dorsal (B)
Back Earlobe (F)
Forehead (E)
Forehead (E)
Inner Upper Arm (D)
Inner Upper Arm (D)
Inner Upper Arm (D)
Palmar (C)
Palmar (C)
Dorsal (B)
Palmar (C)
Dorsal (B)
Dorsal (B)
Fingernail (A)
Fingernail (A)
Fingernail (A)
Forehead (E)
Forehead (E)
Fingernail (A)
Fingernail (A)
Fingernail (A)
Dorsal (B)
Dorsal (B)
Forehead (E)
Forehead (E)
Forehead (E)
Inner Upper Arm (D)
Inner Upper Arm (D)
Dorsal (B)
Palmar (C)
Palmar (C)
Palmar (C)
Inner Upper Arm (D)
Palmar (C)
Fingernail (A)
Dorsal (B)
Dorsal (B)
Dorsal (B)
Palmar (C)
Fingernail (A)
Palmar (C)
Inner Upper Arm (D)
Inner Upper Arm (D)
Inner Upper Arm (D)
Forehead (E)
Forehead (E)
Forehead (E)
Fingernail (A)
Nare (H)
Nare (H)
Nare (H)
Palmar (C)
Fingernail (A)
Dorsal (B)
Palmar (C)
Inner Upper Arm (D)
Inner Upper Arm (D)
Front Earlobe (E)
Front Earlobe (E)
Front Earlobe (E)
Back Earlobe (F)
Back Earlobe (F)
Back Earlobe (F)
Forehead (E)
Forehead (E)
Forehead (E)
Fingernail (A)
Fingernail (A)
Inner Upper Arm (D)
Dorsal (B)
Cheek (I)
Dorsal (B)
Cheek (I)
Back Earlobe (F)
Back Earlobe (F)
Back Earlobe (F)
Front Earlobe (E)
Front Earlobe (E)
Front Earlobe (E)
Inner Upper Arm (D)
Inner Upper Arm (D)
Inner Upper Arm (D)
Palmar (C)
Palmar (C)
Palmar (C)
Dorsal (B)
Dorsal (B)
Dorsal (B)
Fingernail (A)
Fingernail (A)
Fingernail (A)
Palmar (C)
Forehead (E)
Cheek (I)
Forehead (E)
Nare (H)
Nare (H)
Nare (H)
Cheek (I)
Cheek (I)
Cheek (I)
Forehead (E)
Fingernail (A)
Fingernail (A)
Fingernail (A)
Dorsal (B)
Dorsal (B)
Dorsal (B)
Inner Upper Arm (D)
Palmar (C)
Palmar (C)
Inner Upper Arm (D)
Inner Upper Arm (D)
Forehead (E)
Forehead (E)
Palmar (C)
Forehead (E)
Palmar (C)
Fingernail (A)
Fingernail (A)
calf
calf
calf
Forehead (E)
Forehead (E)
Inner Upper Arm (D)
Forehead (E)
Inner Upper Arm (D)
Palmar (C)
Palmar (C)
Dorsal (B)
Dorsal (B)
Dorsal (B)
Fingernail (A)
Inner Upper Arm (D)
Dorsal (B)
Dorsal (B)
Dorsal (B)
Fingernail (A)
Fingernail (A)
Fingernail (A)
Palmar (C)
Forehead (E)
Palmar (C)
Inner Upper Arm (D)
Inner Upper Arm (D)
Inner Upper Arm (D)
Forehead (E)
Forehead (E)
Palmar (C)
Inner Upper Arm (D)
Forehead (E)
Forehead (E)
Forehead (E)
Inner Upper Arm (D)
Inner Upper Arm (D)
Palmar (C)
Palmar (C)
Palmar (C)
Palmar (C)
Fingernail (A)
Fingernail (A)
Fingernail (A)
Fingernail (A)
Dorsal (B)
Dorsal (B)
Fingernail (A)
Forehead (E)
Forehead (E)
Inner Upper Arm (D)
Inner Upper Arm (D)
Inner Upper Arm (D)
Palmar (C)
Palmar (C)
Forehead (E)
Palmar (C)
Fingernail (A)
Dorsal (B)
Dorsal (B)
Dorsal (B)
Fingernail (A)
Fingernail (A)
Fingernail (A)
Forehead (E)
Dorsal (B)
Forehead (E)
Inner Upper Arm (D)
Inner Upper Arm (D)
Inner Upper Arm (D)
Palmar (C)
Palmar (C)
Dorsal (B)
Forehead (E)
Dorsal (B)
Dorsal (B)
Forehead (E)
Forehead (E)
Forehead (E)
Fingernail (A)
Fingernail (A)
Fingernail (A)
Dorsal (B)
Dorsal (B)
Palmar (C)
Palmar (C)
Palmar (C)
Inner Upper Arm (D)
Inner Upper Arm (D)
Inner Upper Arm (D)
Dorsal (B)
Inner Upper Arm (D)
Forehead (E)
Fingernail (A)
Inner Upper Arm (D)
Palmar (C)
Fingernail (A)
Palmar (C)
Dorsal (B)
Dorsal (B)
Dorsal (B)
Forehead (E)
Palmar (C)
Forehead (E)
Inner Upper Arm (D)
Fingernail (A)
Forehead (E)
Forehead (E)
Forehead (E)
Inner Upper Arm (D)
Inner Upper Arm (D)
Inner Upper Arm (D)
Palmar (C)
Palmar (C)
Palmar (C)
Dorsal (B)
Forehead (E)
Dorsal (B)
Fingernail (A)
Fingernail (A)
Fingernail (A)
Forehead (E)
Fingernail (A)
Inner Upper Arm (D)
Inner Upper Arm (D)
Fingernail (A)
Palmar (C)
Palmar (C)
Palmar (C)
Dorsal (B)
Dorsal (B)
Dorsal (B)
Fingernail (A)
Forehead (E)
Inner Upper Arm (D)
Dorsal (B)
Fingernail (A)
Fingernail (A)
Fingernail (A)
Dorsal (B)
Dorsal (B)
Dorsal (B)
Palmar (C)
Palmar (C)
Palmar (C)
Inner Upper Arm (D)
Inner Upper Arm (D)
Forehead (E)
Inner Upper Arm (D)
Forehead (E)
Forehead (E)
Fingernail (A)
Dorsal (B)
Forehead (E)
Forehead (E)
Forehead (E)
Inner Upper Arm (D)
Inner Upper Arm (D)
Inner Upper Arm (D)
Palmar (C)
Palmar (C)
Palmar (C)
Dorsal (B)
Fingernail (A)
Dorsal (B)
Forehead (E)
Fingernail (A)
Fingernail (A)
Fingernail (A)
Inner Upper Arm (D)
Dorsal (B)
Dorsal (B)
Dorsal (B)
Palmar (C)
Inner Upper Arm (D)
Palmar (C)
Forehead (E)
Inner Upper Arm (D)
Palmar (C)
Forehead (E)
Palmar (C)
Forehead (E)
Inner Upper Arm (D)
Inner Upper Arm (D)
Inner Upper Arm (D)
Forehead (E)
Palmar (C)
Palmar (C)
Forehead (E)
Dorsal (B)
Dorsal (B)
Fingernail (A)
Fingernail (A)
Fingernail (A)
Dorsal (B)
Forehead (E)
Fingernail (A)
Fingernail (A)
Dorsal (B)
Dorsal (B)
Dorsal (B)
Palmar (C)
Inner Upper Arm (D)
Forehead (E)
Fingernail (A)
Palmar (C)
Palmar (C)
Inner Upper Arm (D)
Inner Upper Arm (D)
Forehead (E)
Forehead (E)
Inner Upper Arm (D)
Forehead (E)
Inner Upper Arm (D)
Forehead (E)
Palmar (C)
Palmar (C)
Palmar (C)
Dorsal (B)
Dorsal (B)
Dorsal (B)
Inner Upper Arm (D)
Fingernail (A)
Fingernail (A)
Fingernail (A)
Fingernail (A)
Fingernail (A)
Inner Upper Arm (D)
Fingernail (A)
Palmar (C)
Palmar (C)
Palmar (C)
Dorsal (B)
Dorsal (B)
Dorsal (B)
Inner Upper Arm (D)
Inner Upper Arm (D)
Forehead (E)
Forehead (E)
Forehead (E)
Calf
Calf
Calf
Forehead (E)
Forehead (E)
Forehead (E)
Inner Upper Arm (D)
Inner Upper Arm (D)
Inner Upper Arm (D)
Palmar (C)
Palmar (C)
Palmar (C)
Dorsal (B)
Dorsal (B)
Fingernail (A)
Fingernail (A)
Fingernail (A)
Dorsal (B)
Fingernail (A)
Fingernail (A)
Fingernail (A)
Dorsal (B)
Front Earlobe (E)
Inner Upper Arm (D)
Inner Upper Arm (D)
Palmar (C)
Front Earlobe (E)
Palmar (C)
Palmar (C)
Dorsal (B)
Dorsal (B)
Inner Upper Arm (D)
Front Earlobe (E)
Forehead (E)
Back Earlobe (F)
Inner Upper Arm (D)
Inner Upper Arm (D)
Inner Upper Arm (D)
Palmar (C)
Palmar (C)
Palmar (C)
Forehead (E)
Forehead (E)
Dorsal (B)
Dorsal (B)
Dorsal (B)
Fingernail (A)
Back Earlobe (F)
Cheek (I)
Fingernail (A)
Cheek (I)
Fingernail (A)
Back Earlobe (F)
Forehead (E)
Forehead (E)
Forehead (E)
Nare (H)
Nare (H)
Cheek (I)
Nare (H)
Forehead (E)
Forehead (E)
Forehead (E)
Inner Upper Arm (D)
Fingernail (A)
Fingernail (A)
Fingernail (A)
Dorsal (B)
Dorsal (B)
Dorsal (B)
Palmar (C)
Palmar (C)
Palmar (C)
Inner Upper Arm (D)
Inner Upper Arm (D)
Fingernail (A)
Palmar (C)
Inner Upper Arm (D)
Inner Upper Arm (D)
Palmar (C)
Forehead (E)
Palmar (C)
Dorsal (B)
Dorsal (B)
Dorsal (B)
Fingernail (A)
Fingernail (A)
Inner Upper Arm (D)
Forehead (E)
Forehead (E)
Fingernail (A)
Fingernail (A)
Dorsal (B)
Forehead (E)
Forehead (E)
Forehead (E)
Dorsal (B)
Inner Upper Arm (D)
Inner Upper Arm (D)
Inner Upper Arm (D)
Palmar (C)
Palmar (C)
Palmar (C)
Fingernail (A)
Dorsal (B)
Inner Upper Arm (D)
Inner Upper Arm (D)
Inner Upper Arm (D)
Palmar (C)
Palmar (C)
Palmar (C)
Dorsal (B)
Dorsal (B)
Fingernail (A)
Fingernail (A)
Fingernail (A)
Forehead (E)
Dorsal (B)
Forehead (E)
Forehead (E)
Fingernail (A)
Forehead (E)
Forehead (E)
Inner Upper Arm (D)
Inner Upper Arm (D)
Inner Upper Arm (D)
Palmar (C)
Forehead (E)
Palmar (C)
Dorsal (B)
Dorsal (B)
Dorsal (B)
Fingernail (A)
Fingernail (A)
Palmar (C)
Fingernail (A)
Fingernail (A)
Fingernail (A)
Dorsal (B)
Dorsal (B)
Dorsal (B)
Inner Upper Arm (D)
Palmar (C)
Palmar (C)
Inner Upper Arm (D)
Inner Upper Arm (D)
Forehead (E)
Forehead (E)
Palmar (C)
Forehead (E)
Fingernail (A)
Back Earlobe (F)
Cheek (I)
Cheek (I)
Cheek (I)
Nare (H)
Nare (H)
Nare (H)
Forehead (E)
Forehead (E)
Forehead (E)
Back Earlobe (F)
Back Earlobe (F)
Front Earlobe (E)
Front Earlobe (E)
Inner Upper Arm (D)
Inner Upper Arm (D)
Inner Upper Arm (D)
Palmar (C)
Palmar (C)
Palmar (C)
Dorsal (B)
Dorsal (B)
Dorsal (B)
Fingernail (A)
Fingernail (A)
Front Earlobe (E)
Dorsal (B)
Palmar (C)
Dorsal (B)
Fingernail (A)
Fingernail (A)
Fingernail (A)
Palmar (C)
Dorsal (B)
Palmar (C)
Inner Upper Arm (D)
Inner Upper Arm (D)
Forehead (E)
Forehead (E)
Inner Upper Arm (D)
Forehead (E)
Forehead (E)
Inner Upper Arm (D)
Inner Upper Arm (D)
Inner Upper Arm (D)
Palmar (C)
Palmar (C)
Dorsal (B)
Dorsal (B)
Dorsal (B)
Fingernail (A)
Fingernail (A)
Palmar (C)
Fingernail (A)
Forehead (E)
Forehead (E)
Dorsal (B)
Dorsal (B)
Dorsal (B)
Palmar (C)
Palmar (C)
Palmar (C)
Inner Upper Arm (D)
Forehead (E)
Forehead (E)
Forehead (E)
Fingernail (A)
Fingernail (A)
Fingernail (A)
Inner Upper Arm (D)
Inner Upper Arm (D)
Fingernail (A)
Fingernail (A)
Dorsal (B)
Calf
Calf
Calf
Forehead (E)
Forehead (E)
Inner Upper Arm (D)
Forehead (E)
Inner Upper Arm (D)
Palmar (C)
Palmar (C)
Palmar (C)
Dorsal (B)
Dorsal (B)
Inner Upper Arm (D)
Fingernail (A)
Palmar (C)
Fingernail (A)
Fingernail (A)
Fingernail (A)
Dorsal (B)
Dorsal (B)
Dorsal (B)
Palmar (C)
Inner Upper Arm (D)
Inner Upper Arm (D)
Inner Upper Arm (D)
Forehead (E)
Forehead (E)
Forehead (E)
Palmar (C)
Forehead (E)
Inner Upper Arm (D)
Inner Upper Arm (D)
Inner Upper Arm (D)
Palmar (C)
Palmar (C)
Dorsal (B)
Dorsal (B)
Dorsal (B)
Fingernail (A)
Fingernail (A)
Fingernail (A)
Forehead (E)
Forehead (E)
Palmar (C)
Forehead (E)
Forehead (E)
Fingernail (A)
Fingernail (A)
Fingernail (A)
Dorsal (B)
Dorsal (B)
Dorsal (B)
Palmar (C)
Palmar (C)
Inner Upper Arm (D)
Inner Upper Arm (D)
Inner Upper Arm (D)
Forehead (E)
Palmar (C)
Forehead (E)
Fingernail (A)
Fingernail (A)
Fingernail (A)
Forehead (E)
Forehead (E)
Inner Upper Arm (D)
Fingernail (A)
Inner Upper Arm (D)
Palmar (C)
Palmar (C)
Palmar (C)
Dorsal (B)
Dorsal (B)
Fingernail (A)
Inner Upper Arm (D)
Dorsal (B)
Palmar (C)
Dorsal (B)
Forehead (E)
Forehead (E)
Forehead (E)
Inner Upper Arm (D)
Inner Upper Arm (D)
Dorsal (B)
Inner Upper Arm (D)
Palmar (C)
Fingernail (A)
Palmar (C)
Dorsal (B)
Dorsal (B)
Palmar (C)
Palmar (C)
Palmar (C)
Fingernail (A)
Dorsal (B)
Inner Upper Arm (D)
Inner Upper Arm (D)
Inner Upper Arm (D)
Forehead (E)
Forehead (E)
Forehead (E)
Fingernail (A)
Dorsal (B)
Fingernail (A)
Dorsal (B)
Palmar (C)
Palmar (C)
Palmar (C)
Fingernail (A)
Fingernail (A)
Fingernail (A)
Dorsal (B)
Inner Upper Arm (D)
Inner Upper Arm (D)
Inner Upper Arm (D)
Forehead (E)
Forehead (E)
Forehead (E)
Dorsal (B)
Inner Upper Arm (D)
Palmar (C)
Palmar (C)
Palmar (C)
Dorsal (B)
Dorsal (B)
Dorsal (B)
Fingernail (A)
Fingernail (A)
Fingernail (A)
Forehead (E)
Inner Upper Arm (D)
Forehead (E)
Forehead (E)
Inner Upper Arm (D)
Palmar (C)
Inner Upper Arm (D)
Dorsal (B)
Dorsal (B)
Dorsal (B)
Fingernail (A)
Inner Upper Arm (D)
Palmar (C)
Forehead (E)
Forehead (E)
Forehead (E)
Fingernail (A)
Fingernail (A)
Inner Upper Arm (D)
Palmar (C)
Dorsal (B)
Dorsal (B)
Palmar (C)
Palmar (C)
Fingernail (A)
Fingernail (A)
Inner Upper Arm (D)
Palmar (C)
Dorsal (B)
Forehead (E)
Fingernail (A)
Inner Upper Arm (D)
Inner Upper Arm (D)
Forehead (E)
Forehead (E)
Fingernail (A)
Dorsal (B)
Palmar (C)
Palmar (C)
Palmar (C)
Inner Upper Arm (D)
Forehead (E)
Fingernail (A)
Forehead (E)
Dorsal (B)
Forehead (E)
Dorsal (B)
Fingernail (A)
Inner Upper Arm (D)
Inner Upper Arm (D)
Forehead (E)
Fingernail (A)
Fingernail (A)
Fingernail (A)
Fingernail (A)
Dorsal (B)
Dorsal (B)
Dorsal (B)
Palmar (C)
Palmar (C)
Palmar (C)
Inner Upper Arm (D)
Inner Upper Arm (D)
Inner Upper Arm (D)
Forehead (E)
Fingernail (A)
Forehead (E)
Fingernail (A)
Fingernail (A)
Fingernail (A)
Dorsal (B)
Dorsal (B)
Dorsal (B)
Palmar (C)
Palmar (C)
Palmar (C)
Inner Upper Arm (D)
Inner Upper Arm (D)
Inner Upper Arm (D)
Forehead (E)
Fingernail (A)
Forehead (E)
Forehead (E)
Fingernail (A)
Dorsal (B)
Palmar (C)
Palmar (C)
Palmar (C)
Inner Upper Arm (D)
Inner Upper Arm (D)
Inner Upper Arm (D)
Forehead (E)
Forehead (E)
Forehead (E)
Fingernail (A)
Fingernail (A)
Dorsal (B)
Dorsal (B)
Forehead (E)
Forehead (E)
Forehead (E)
Inner Upper Arm (D)
Inner Upper Arm (D)
Inner Upper Arm (D)
Palmar (C)
Palmar (C)
Palmar (C)
Dorsal (B)
Dorsal (B)
Dorsal (B)
Inner Upper Arm (D)
Forehead (E)
Inner Upper Arm (D)
Inner Upper Arm (D)
Palmar (C)
Palmar (C)
Palmar (C)
Dorsal (B)
Dorsal (B)
Dorsal (B)
Fingernail (A)
Forehead (E)
Fingernail (A)
Fingernail (A)
Forehead (E)
Forehead (E)
Forehead (E)
Inner Upper Arm (D)
Palmar (C)
Palmar (C)
Fingernail (A)
Fingernail (A)
Fingernail (A)
Dorsal (B)
Dorsal (B)
Dorsal (B)
Palmar (C)
Forehead (E)
Inner Upper Arm (D)
Inner Upper Arm (D)
Fingernail (A)
Palmar (C)
Dorsal (B)
Dorsal (B)
Dorsal (B)
Fingernail (A)
Palmar (C)
Inner Upper Arm (D)
Inner Upper Arm (D)
Inner Upper Arm (D)
Forehead (E)
Forehead (E)
Forehead (E)
Fingernail (A)
Palmar (C)
Inner Upper Arm (D)
Forehead (E)
Forehead (E)
Forehead (E)
Inner Upper Arm (D)
Fingernail (A)
Fingernail (A)
Palmar (C)
Palmar (C)
Dorsal (B)
Dorsal (B)
Dorsal (B)
Palmar (C)
Inner Upper Arm (D)
Fingernail (A)
Palmar (C)
Fingernail (A)
Fingernail (A)
Fingernail (A)
Dorsal (B)
Dorsal (B)
Palmar (C)
Palmar (C)
Dorsal (B)
Inner Upper Arm (D)
Inner Upper Arm (D)
Forehead (E)
Forehead (E)
Forehead (E)
Inner Upper Arm (D)
Inner Upper Arm (D)
Forehead (E)
Fingernail (A)
Forehead (E)
Forehead (E)
Forehead (E)
Forehead (E)
Inner Upper Arm (D)
Forehead (E)
Inner Upper Arm (D)
Palmar (C)
Dorsal (B)
Dorsal (B)
Dorsal (B)
Fingernail (A)
Fingernail (A)
Fingernail (A)
Palmar (C)
Palmar (C)
Palmar (C)
Inner Upper Arm (D)
Inner Upper Arm (D)
Palmar (C)
Inner Upper Arm (D)
Palmar (C)
Dorsal (B)
Fingernail (A)
Fingernail (A)
Dorsal (B)
Dorsal (B)
Dorsal (B)
Forehead (E)
Forehead (E)
Dorsal (B)
Palmar (C)
Dorsal (B)
Palmar (C)
Forehead (E)
Inner Upper Arm (D)
Inner Upper Arm (D)
Fingernail (A)
Fingernail (A)
Fingernail (A)
Palmar (C)
Inner Upper Arm (D)
Forehead (E)
Inner Upper Arm (D)
Inner Upper Arm (D)
Inner Upper Arm (D)
Palmar (C)
Palmar (C)
Forehead (E)
Forehead (E)
Dorsal (B)
Dorsal (B)
Fingernail (A)
Dorsal (B)
Palmar (C)
Fingernail (A)
Fingernail (A)
Dorsal (B)
Inner Upper Arm (D)
Inner Upper Arm (D)
Inner Upper Arm (D)
Palmar (C)
Front Earlobe (E)
Cheek (I)
Back Earlobe (F)
Back Earlobe (F)
Back Earlobe (F)
Palmar (C)
Palmar (C)
Front Earlobe (E)
Front Earlobe (E)
Forehead (E)
Forehead (E)
Nare (H)
Nare (H)
Nare (H)
Dorsal (B)
Dorsal (B)
Fingernail (A)
Fingernail (A)
Fingernail (A)
Cheek (I)
Cheek (I)
Forehead (E)
Cheek (I)
Dorsal (B)
Inner Upper Arm (D)
Front Earlobe (E)
Front Earlobe (E)
Inner Upper Arm (D)
Inner Upper Arm (D)
Palmar (C)
Palmar (C)
Palmar (C)
Fingernail (A)
Fingernail (A)
Fingernail (A)
Dorsal (B)
Dorsal (B)
Cheek (I)
Front Earlobe (E)
Back Earlobe (F)
Cheek (I)
Back Earlobe (F)
Back Earlobe (F)
Forehead (E)
Forehead (E)
Forehead (E)
Nare (H)
Nare (H)
Nare (H)
Forehead (E)
Forehead (E)
Inner Upper Arm (D)
Inner Upper Arm (D)
Inner Upper Arm (D)
Palmar (C)
Fingernail (A)
Forehead (E)
Palmar (C)
Dorsal (B)
Dorsal (B)
Dorsal (B)
Fingernail (A)
Fingernail (A)
Palmar (C)
Palmar (C)
Inner Upper Arm (D)
Inner Upper Arm (D)
Inner Upper Arm (D)
Fingernail (A)
Dorsal (B)
Fingernail (A)
Forehead (E)
Forehead (E)
Forehead (E)
Dorsal (B)
Fingernail (A)
Fingernail (A)
Dorsal (B)
Fingernail (A)
Forehead (E)
Forehead (E)
Forehead (E)
Palmar (C)
Fingernail (A)
Fingernail (A)
Fingernail (A)
Dorsal (B)
Dorsal (B)
Inner Upper Arm (D)
Fingernail (A)
Palmar (C)
Palmar (C)
Palmar (C)
Inner Upper Arm (D)
Inner Upper Arm (D)
Inner Upper Arm (D)
Forehead (E)
Forehead (E)
Forehead (E)
Dorsal (B)
Inner Upper Arm (D)
Palmar (C)
Inner Upper Arm (D)
Palmar (C)
Palmar (C)
Palmar (C)
Dorsal (B)
Dorsal (B)
Dorsal (B)
Inner Upper Arm (D)
Inner Upper Arm (D)
Inner Upper Arm (D)
Palmar (C)
Palmar (C)
Fingernail (A)
Dorsal (B)
Dorsal (B)
Forehead (E)
Fingernail (A)
Fingernail (A)
Palmar (C)
Forehead (E)
Dorsal (B)
Forehead (E)
Fingernail (A)
Fingernail (A)
Fingernail (A)
Dorsal (B)
Dorsal (B)
Forehead (E)
Forehead (E)
Palmar (C)
Inner Upper Arm (D)
Forehead (E)
Inner Upper Arm (D)
Dorsal (B)
Palmar (C)
Inner Upper Arm (D)
Palmar (C)
Forehead (E)
Forehead (E)
Inner Upper Arm (D)
Inner Upper Arm (D)
Palmar (C)
Palmar (C)
Inner Upper Arm (D)
Fingernail (A)
Palmar (C)
Forehead (E)
Dorsal (B)
Dorsal (B)
Fingernail (A)
Fingernail (A)
Dorsal (B)
Fingernail (A)
Fingernail (A)
Dorsal (B)
Palmar (C)
Palmar (C)
Forehead (E)
Forehead (E)
Forehead (E)
Inner Upper Arm (D)
Inner Upper Arm (D)
Inner Upper Arm (D)
Palmar (C)
Fingernail (A)
Dorsal (B)
Dorsal (B)
Inner Upper Arm (D)
Palmar (C)
Palmar (C)
Dorsal (B)
Forehead (E)
Forehead (E)
Palmar (C)
Inner Upper Arm (D)
Inner Upper Arm (D)
Dorsal (B)
Dorsal (B)
Fingernail (A)
Fingernail (A)
Fingernail (A)
Forehead (E)
Palmar (C)
Fingernail (A)
Fingernail (A)
Dorsal (B)
Dorsal (B)
Palmar (C)
Palmar (C)
Inner Upper Arm (D)
Forehead (E)
Inner Upper Arm (D)
Forehead (E)
Forehead (E)
Dorsal (B)
Inner Upper Arm (D)
Fingernail (A)
Fingernail (A)
Fingernail (A)
Fingernail (A)
Inner Upper Arm (D)
Forehead (E)
Dorsal (B)
Palmar (C)
Inner Upper Arm (D)
Palmar (C)
Palmar (C)
Dorsal (B)
Forehead (E)
Inner Upper Arm (D)
Forehead (E)
Forehead (E)
Inner Upper Arm (D)
Palmar (C)
Palmar (C)
Palmar (C)
Dorsal (B)
Dorsal (B)
Fingernail (A)
Fingernail (A)
Fingernail (A)
Nare (H)
Nare (H)
Cheek (I)
Cheek (I)
Cheek (I)
Inner Upper Arm (D)
Inner Upper Arm (D)
Dorsal (B)
Front Earlobe (E)
Front Earlobe (E)
Back Earlobe (F)
Back Earlobe (F)
Back Earlobe (F)
Forehead (E)
Forehead (E)
Nare (H)
Front Earlobe (E)
Fingernail (A)
Dorsal (B)
Calf
Calf
Calf
Forehead (E)
Inner Upper Arm (D)
Inner Upper Arm (D)
Fingernail (A)
Inner Upper Arm (D)
Palmar (C)
Palmar (C)
Palmar (C)
Forehead (E)
Dorsal (B)
Dorsal (B)
Forehead (E)
Fingernail (A)
Dorsal (B)
Fingernail (A)
Dorsal (B)
Dorsal (B)
Palmar (C)
Forehead (E)
Palmar (C)
Palmar (C)
Fingernail (A)
Fingernail (A)
Forehead (E)
Forehead (E)
Inner Upper Arm (D)
Inner Upper Arm (D)
Inner Upper Arm (D)
Palmar (C)
Calf
Fingernail (A)
Fingernail (A)
Fingernail (A)
Dorsal (B)
Dorsal (B)
Dorsal (B)
Palmar (C)
Calf
Calf
Inner Upper Arm (D)
Inner Upper Arm (D)
Palmar (C)
Forehead (E)
Forehead (E)
Forehead (E)
Inner Upper Arm (D)
Fingernail (A)
Fingernail (A)
Fingernail (A)
Dorsal (B)
Forehead (E)
Palmar (C)
Palmar (C)
Inner Upper Arm (D)
Inner Upper Arm (D)
Inner Upper Arm (D)
Forehead (E)
Forehead (E)
Dorsal (B)
Dorsal (B)
Palmar (C)
Inner Upper Arm (D)
Dorsal (B)
Dorsal (B)
Dorsal (B)
Palmar (C)
Fingernail (A)
Inner Upper Arm (D)
Inner Upper Arm (D)
Palmar (C)
Palmar (C)
Forehead (E)
Forehead (E)
Fingernail (A)
Fingernail (A)
Forehead (E)
Back Earlobe (F)
Front Earlobe (E)
Front Earlobe (E)
Inner Upper Arm (D)
Front Earlobe (E)
Palmar (C)
Inner Upper Arm (D)
Back Earlobe (F)
Forehead (E)
Forehead (E)
Forehead (E)
Back Earlobe (F)
Inner Upper Arm (D)
Fingernail (A)
Palmar (C)
Palmar (C)
Dorsal (B)
Dorsal (B)
Dorsal (B)
Fingernail (A)
Nare (H)
Fingernail (A)
Nare (H)
Cheek (I)
Cheek (I)
Cheek (I)
Nare (H)
Dorsal (B)
Fingernail (A)
Dorsal (B)
Forehead (E)
Palmar (C)
Palmar (C)
Palmar (C)
Forehead (E)
Fingernail (A)
Forehead (E)
Inner Upper Arm (D)
Inner Upper Arm (D)
Inner Upper Arm (D)
Fingernail (A)
Dorsal (B)
Dorsal (B)
Palmar (C)
Palmar (C)
Palmar (C)
Fingernail (A)
Inner Upper Arm (D)
Inner Upper Arm (D)
Inner Upper Arm (D)
Forehead (E)
Forehead (E)
Dorsal (B)
Forehead (E)
Fingernail (A)
Fingernail (A)
Dorsal (B)
Cheek (I)
Fingernail (A)
Fingernail (A)
Fingernail (A)
Cheek (I)
Cheek (I)
Nare (H)
Forehead (E)
Nare (H)
Dorsal (B)
Dorsal (B)
Dorsal (B)
Palmar (C)
Palmar (C)
Palmar (C)
Inner Upper Arm (D)
Inner Upper Arm (D)
Inner Upper Arm (D)
Forehead (E)
Nare (H)
Front Earlobe (E)
Front Earlobe (E)
Forehead (E)
Front Earlobe (E)
Back Earlobe (F)
Back Earlobe (F)
Back Earlobe (F)
Cheek (I)
Palmar (C)
Palmar (C)
Palmar (C)
Dorsal (B)
Dorsal (B)
Dorsal (B)
Fingernail (A)
Fingernail (A)
Fingernail (A)
Forehead (E)
Forehead (E)
Back Earlobe (F)
Front Earlobe (E)
Back Earlobe (F)
Back Earlobe (F)
Front Earlobe (E)
Inner Upper Arm (D)
Cheek (I)
Inner Upper Arm (D)
Cheek (I)
Cheek (I)
Nare (H)
Nare (H)
Nare (H)
Forehead (E)
Cheek (I)
Palmar (C)
Inner Upper Arm (D)
Palmar (C)
Cheek (I)
Nare (H)
Nare (H)
Nare (H)
Forehead (E)
Forehead (E)
Forehead (E)
Front Earlobe (E)
Back Earlobe (F)
Back Earlobe (F)
Back Earlobe (F)
Front Earlobe (E)
Palmar (C)
Front Earlobe (E)
Fingernail (A)
Dorsal (B)
Inner Upper Arm (D)
Inner Upper Arm (D)
Fingernail (A)
Fingernail (A)
Inner Upper Arm (D)
Front Earlobe (E)
Dorsal (B)
Dorsal (B)
Inner Upper Arm (D)
Forehead (E)
Forehead (E)
Dorsal (B)
Palmar (C)
Palmar (C)
Palmar (C)
Dorsal (B)
Fingernail (A)
Fingernail (A)
Fingernail (A)
Dorsal (B)
Inner Upper Arm (D)
Inner Upper Arm (D)
Fingernail (A)
Fingernail (A)
Fingernail (A)
Fingernail (A)
Dorsal (B)
Dorsal (B)
Forehead (E)
Dorsal (B)
Palmar (C)
Palmar (C)
Inner Upper Arm (D)
Inner Upper Arm (D)
Inner Upper Arm (D)
Forehead (E)
Palmar (C)
Fingernail (A)
Forehead (E)
Dorsal (B)
Forehead (E)
Forehead (E)
Inner Upper Arm (D)
Inner Upper Arm (D)
Inner Upper Arm (D)
Palmar (C)
Palmar (C)
Palmar (C)
Dorsal (B)
Fingernail (A)
Forehead (E)
Dorsal (B)
Fingernail (A)
Fingernail (A)
Dorsal (B)
Forehead (E)
Forehead (E)
Inner Upper Arm (D)
Inner Upper Arm (D)
Inner Upper Arm (D)
Palmar (C)
Palmar (C)
Palmar (C)
Dorsal (B)
Dorsal (B)
Forehead (E)
Fingernail (A)
Forehead (E)
Palmar (C)
Inner Upper Arm (D)
Inner Upper Arm (D)
Inner Upper Arm (D)
Palmar (C)
Palmar (C)
Dorsal (B)
Forehead (E)
Dorsal (B)
Forehead (E)
Fingernail (A)
Fingernail (A)
Fingernail (A)
Dorsal (B)
Front Earlobe (E)
Inner Upper Arm (D)
Inner Upper Arm (D)
Inner Upper Arm (D)
Front Earlobe (E)
Fingernail (A)
Front Earlobe (E)
Back Earlobe (F)
Fingernail (A)
Fingernail (A)
Dorsal (B)
Dorsal (B)
Palmar (C)
Cheek (I)
Cheek (I)
Cheek (I)
Nare (H)
Nare (H)
Nare (H)
Forehead (E)
Forehead (E)
Forehead (E)
Back Earlobe (F)
Back Earlobe (F)
Dorsal (B)
Palmar (C)
Palmar (C)
Fingernail (A)
Fingernail (A)
Dorsal (B)
Dorsal (B)
Dorsal (B)
Palmar (C)
Palmar (C)
Palmar (C)
Inner Upper Arm (D)
Inner Upper Arm (D)
Inner Upper Arm (D)
Fingernail (A)
Forehead (E)
Forehead (E)
Forehead (E)
Forehead (E)
Inner Upper Arm (D)
Inner Upper Arm (D)
Inner Upper Arm (D)
Palmar (C)
Palmar (C)
Palmar (C)
Dorsal (B)
Dorsal (B)
Fingernail (A)
Fingernail (A)
Fingernail (A)
Dorsal (B)
Forehead (E)
Forehead (E)
Inner Upper Arm (D)
Fingernail (A)
Dorsal (B)
Dorsal (B)
Inner Upper Arm (D)
Forehead (E)
Palmar (C)
Palmar (C)
Palmar (C)
Dorsal (B)
Forehead (E)
Forehead (E)
Fingernail (A)
Fingernail (A)
Inner Upper Arm (D)
Palmar (C)
Forehead (E)
Fingernail (A)
Palmar (C)
Fingernail (A)
Dorsal (B)
Dorsal (B)
Fingernail (A)
Palmar (C)
Inner Upper Arm (D)
Inner Upper Arm (D)
Inner Upper Arm (D)
Forehead (E)
Forehead (E)
Dorsal (B)
Forehead (E)
Forehead (E)
Back Earlobe (F)
Back Earlobe (F)
Back Earlobe (F)
Fingernail (A)
Fingernail (A)
Fingernail (A)
Dorsal (B)
Dorsal (B)
Forehead (E)
Cheek (I)
Front Earlobe (E)
Front Earlobe (E)
Front Earlobe (E)
Inner Upper Arm (D)
Inner Upper Arm (D)
Cheek (I)
Dorsal (B)
Cheek (I)
Nare (H)
Inner Upper Arm (D)
Palmar (C)
Palmar (C)
Palmar (C)
Nare (H)
Nare (H)
Forehead (E)
Inner Upper Arm (D)
Forehead (E)
Forehead (E)
Inner Upper Arm (D)
Palmar (C)
Palmar (C)
Palmar (C)
Dorsal (B)
Dorsal (B)
Fingernail (A)
Fingernail (A)
Fingernail (A)
Dorsal (B)
Inner Upper Arm (D)
Palmar (C)
Fingernail (A)
Fingernail (A)
Fingernail (A)
Dorsal (B)
Palmar (C)
Dorsal (B)
Inner Upper Arm (D)
Inner Upper Arm (D)
Inner Upper Arm (D)
Forehead (E)
Forehead (E)
Forehead (E)
Palmar (C)
Dorsal (B)
Cheek (I)
Cheek (I)
Dorsal (B)
Nare (H)
Dorsal (B)
Dorsal (B)
Fingernail (A)
Fingernail (A)
Fingernail (A)
Palmar (C)
Inner Upper Arm (D)
Inner Upper Arm (D)
Inner Upper Arm (D)
Cheek (I)
Front Earlobe (E)
Front Earlobe (E)
Palmar (C)
Back Earlobe (F)
Back Earlobe (F)
Forehead (E)
Forehead (E)
Forehead (E)
Nare (H)
Nare (H)
Front Earlobe (E)
Back Earlobe (F)
Palmar (C)
Forehead (E)
Forehead (E)
Forehead (E)
Inner Upper Arm (D)
Inner Upper Arm (D)
Palmar (C)
Palmar (C)
Palmar (C)
Inner Upper Arm (D)
Dorsal (B)
Dorsal (B)
Fingernail (A)
Fingernail (A)
Fingernail (A)
Dorsal (B)
Forehead (E)
Dorsal (B)
Forehead (E)
Palmar (C)
Palmar (C)
Inner Upper Arm (D)
Inner Upper Arm (D)
Inner Upper Arm (D)
Dorsal (B)
Forehead (E)
Palmar (C)
Dorsal (B)
Fingernail (A)
Fingernail (A)
Fingernail (A)
Forehead (E)
Fingernail (A)
Fingernail (A)
Fingernail (A)
Dorsal (B)
Inner Upper Arm (D)
Dorsal (B)
Palmar (C)
Palmar (C)
Inner Upper Arm (D)
Inner Upper Arm (D)
Forehead (E)
Forehead (E)
Dorsal (B)
Palmar (C)
Dorsal (B)
Fingernail (A)
Forehead (E)
Forehead (E)
Forehead (E)
Inner Upper Arm (D)
Inner Upper Arm (D)
Palmar (C)
Inner Upper Arm (D)
Palmar (C)
Dorsal (B)
Dorsal (B)
Fingernail (A)
Fingernail (A)
Palmar (C)
Dorsal (B)
Fingernail (A)
Fingernail (A)
Dorsal (B)
Dorsal (B)
Palmar (C)
Fingernail (A)
Palmar (C)
Inner Upper Arm (D)
Inner Upper Arm (D)
Inner Upper Arm (D)
Forehead (E)
Forehead (E)
Forehead (E)
Palmar (C)
Dorsal (B)
Fingernail (A)
Fingernail (A)
Fingernail (A)
Palmar (C)
Palmar (C)
Palmar (C)
Inner Upper Arm (D)
Inner Upper Arm (D)
Dorsal (B)
Inner Upper Arm (D)
Forehead (E)
Forehead (E)
Forehead (E)
Dorsal (B)
Forehead (E)
Nare (H)
Nare (H)
Cheek (I)
Cheek (I)
Nare (H)
Forehead (E)
Cheek (I)
Forehead (E)
Dorsal (B)
Back Earlobe (F)
Fingernail (A)
Fingernail (A)
Fingernail (A)
Dorsal (B)
Back Earlobe (F)
Dorsal (B)
Palmar (C)
Palmar (C)
Inner Upper Arm (D)
Inner Upper Arm (D)
Inner Upper Arm (D)
Front Earlobe (E)
Front Earlobe (E)
Front Earlobe (E)
Back Earlobe (F)
Palmar (C)
Inner Upper Arm (D)
Inner Upper Arm (D)
Inner Upper Arm (D)
Palmar (C)
Forehead (E)
Forehead (E)
Forehead (E)
Palmar (C)
Fingernail (A)
Dorsal (B)
Dorsal (B)
Dorsal (B)
Fingernail (A)
Fingernail (A)
Palmar (C)
Palmar (C)
Palmar (C)
Palmar (C)
Dorsal (B)
Dorsal (B)
Dorsal (B)
Fingernail (A)
Fingernail (A)
Inner Upper Arm (D)
Inner Upper Arm (D)
Inner Upper Arm (D)
Forehead (E)
Forehead (E)
Forehead (E)
Fingernail (A)
Fingernail (A)
Dorsal (B)
Dorsal (B)
Dorsal (B)
Palmar (C)
Fingernail (A)
Forehead (E)
Fingernail (A)
Forehead (E)
Palmar (C)
Palmar (C)
Inner Upper Arm (D)
Inner Upper Arm (D)
Inner Upper Arm (D)
Forehead (E)
Dorsal (B)
Dorsal (B)
Dorsal (B)
Palmar (C)
Palmar (C)
Palmar (C)
Inner Upper Arm (D)
Forehead (E)
Forehead (E)
Forehead (E)
Fingernail (A)
Fingernail (A)
Fingernail (A)
Calf
Calf
Calf
Inner Upper Arm (D)
Inner Upper Arm (D)
Forehead (E)
Fingernail (A)
Fingernail (A)
Dorsal (B)
Dorsal (B)
Dorsal (B)
Palmar (C)
Palmar (C)
Inner Upper Arm (D)
Inner Upper Arm (D)
Inner Upper Arm (D)
Forehead (E)
Forehead (E)
Fingernail (A)
Palmar (C)
Forehead (E)
Fingernail (A)
Palmar (C)
Inner Upper Arm (D)
Inner Upper Arm (D)
Inner Upper Arm (D)
Forehead (E)
Forehead (E)
Forehead (E)
Fingernail (A)
Fingernail (A)
Dorsal (B)
Dorsal (B)
Dorsal (B)
Palmar (C)
Palmar (C)
Palmar (C)
Inner Upper Arm (D)
Inner Upper Arm (D)
Forehead (E)
Forehead (E)
Palmar (C)
Palmar (C)
Inner Upper Arm (D)
Dorsal (B)
Dorsal (B)
Fingernail (A)
Fingernail (A)
Fingernail (A)
Dorsal (B)
Calf
Calf
Calf
Forehead (E)
Forehead (E)
Inner Upper Arm (D)
Inner Upper Arm (D)
Inner Upper Arm (D)
Palmar (C)
Forehead (E)
Palmar (C)
Palmar (C)
Fingernail (A)
Fingernail (A)
Fingernail (A)
Dorsal (B)
Dorsal (B)
Dorsal (B)
Forehead (E)
Forehead (E)
Forehead (E)
Inner Upper Arm (D)
Inner Upper Arm (D)
Inner Upper Arm (D)
Palmar (C)
Palmar (C)
Dorsal (B)
Fingernail (A)
Fingernail (A)
Fingernail (A)
Dorsal (B)
Palmar (C)
Dorsal (B)
Fingernail (A)
Dorsal (B)
Forehead (E)
Forehead (E)
Forehead (E)
Inner Upper Arm (D)
Inner Upper Arm (D)
Inner Upper Arm (D)
Palmar (C)
Palmar (C)
Palmar (C)
Fingernail (A)
Fingernail (A)
Dorsal (B)
Dorsal (B)
Fingernail (A)
Forehead (E)
Dorsal (B)
Dorsal (B)
Dorsal (B)
Palmar (C)
Palmar (C)
Palmar (C)
Inner Upper Arm (D)
Fingernail (A)
Inner Upper Arm (D)
Forehead (E)
Forehead (E)
Inner Upper Arm (D)
Fingernail (A)
Palmar (C)
Forehead (E)
Inner Upper Arm (D)
Inner Upper Arm (D)
Inner Upper Arm (D)
Palmar (C)
Palmar (C)
Forehead (E)
Forehead (E)
Dorsal (B)
Dorsal (B)
Fingernail (A)
Fingernail (A)
Fingernail (A)
Dorsal (B)
Fingernail (A)
Fingernail (A)
Forehead (E)
Fingernail (A)
Inner Upper Arm (D)
Dorsal (B)
Palmar (C)
Palmar (C)
Palmar (C)
Inner Upper Arm (D)
Inner Upper Arm (D)
Forehead (E)
Dorsal (B)
Dorsal (B)
Forehead (E)
Forehead (E)
Cheek (I)
Cheek (I)
Cheek (I)
Nare (H)
Nare (H)
Forehead (E)
Nare (H)
Front Earlobe (E)
Front Earlobe (E)
Front Earlobe (E)
Forehead (E)
Back Earlobe (F)
Back Earlobe (F)
Inner Upper Arm (D)
Back Earlobe (F)
Inner Upper Arm (D)
Fingernail (A)
Palmar (C)
Palmar (C)
Palmar (C)
Dorsal (B)
Inner Upper Arm (D)
Dorsal (B)
Dorsal (B)
Fingernail (A)
Fingernail (A)
Front Earlobe (E)
Cheek (I)
Cheek (I)
Nare (H)
Nare (H)
Cheek (I)
Front Earlobe (E)
Front Earlobe (E)
Back Earlobe (F)
Back Earlobe (F)
Forehead (E)
Nare (H)
Back Earlobe (F)
Fingernail (A)
Fingernail (A)
Dorsal (B)
Dorsal (B)
Dorsal (B)
Palmar (C)
Palmar (C)
Palmar (C)
Inner Upper Arm (D)
Inner Upper Arm (D)
Inner Upper Arm (D)
Forehead (E)
Fingernail (A)
Forehead (E)
Cheek (I)
Palmar (C)
Inner Upper Arm (D)
Inner Upper Arm (D)
Palmar (C)
Palmar (C)
Front Earlobe (E)
Dorsal (B)
Dorsal (B)
Dorsal (B)
Fingernail (A)
Fingernail (A)
Fingernail (A)
Front Earlobe (E)
Back Earlobe (F)
Back Earlobe (F)
Back Earlobe (F)
Forehead (E)
Forehead (E)
Forehead (E)
Cheek (I)
Nare (H)
Nare (H)
Nare (H)
Cheek (I)
Inner Upper Arm (D)
Front Earlobe (E)
Palmar (C)
Palmar (C)
Forehead (E)
Forehead (E)
Forehead (E)
Inner Upper Arm (D)
Inner Upper Arm (D)
Fingernail (A)
Fingernail (A)
Dorsal (B)
Dorsal (B)
Dorsal (B)
Palmar (C)
Fingernail (A)
Inner Upper Arm (D)
Back Earlobe (F)
Fingernail (A)
Dorsal (B)
Dorsal (B)
Dorsal (B)
Palmar (C)
Palmar (C)
Palmar (C)
Inner Upper Arm (D)
Inner Upper Arm (D)
Inner Upper Arm (D)
Front Earlobe (E)
Front Earlobe (E)
Front Earlobe (E)
Back Earlobe (F)
Back Earlobe (F)
Forehead (E)
Forehead (E)
Forehead (E)
Nare (H)
Nare (H)
Nare (H)
Cheek (I)
Cheek (I)
Fingernail (A)
Cheek (I)
Fingernail (A)
Cheek (I)
Fingernail (A)
Dorsal (B)
Dorsal (B)
Dorsal (B)
Palmar (C)
Palmar (C)
Palmar (C)
Inner Upper Arm (D)
Inner Upper Arm (D)
Inner Upper Arm (D)
Front Earlobe (E)
Front Earlobe (E)
Front Earlobe (E)
Back Earlobe (F)
Back Earlobe (F)
Back Earlobe (F)
Forehead (E)
Forehead (E)
Forehead (E)
Nare (H)
Nare (H)
Nare (H)
Cheek (I)
Cheek (I)
Fingernail (A)
Fingernail (A)
Dorsal (B)
Palmar (C)
Palmar (C)
Dorsal (B)
Dorsal (B)
Inner Upper Arm (D)
Inner Upper Arm (D)
Forehead (E)
Forehead (E)
Fingernail (A)
Fingernail (A)
Fingernail (A)
Palmar (C)
Inner Upper Arm (D)
Forehead (E)
Dorsal (B)
Forehead (E)
Forehead (E)
Palmar (C)
Forehead (E)
Inner Upper Arm (D)
Fingernail (A)
Fingernail (A)
Dorsal (B)
Dorsal (B)
Palmar (C)
Inner Upper Arm (D)
Inner Upper Arm (D)
Palmar (C)
Fingernail (A)
Inner Upper Arm (D)
Forehead (E)
Forehead (E)
Forehead (E)
Fingernail (A)
Inner Upper Arm (D)
Fingernail (A)
Dorsal (B)
Dorsal (B)
Dorsal (B)
Palmar (C)
Palmar (C)
Palmar (C)
Inner Upper Arm (D)
Fingernail (A)
Palmar (C)
Forehead (E)
Forehead (E)
Inner Upper Arm (D)
Inner Upper Arm (D)
Inner Upper Arm (D)
Palmar (C)
Palmar (C)
Fingernail (A)
Fingernail (A)
Fingernail (A)
Dorsal (B)
Dorsal (B)
Dorsal (B)
Forehead (E)
Palmar (C)
Dorsal (B)
Fingernail (A)
Forehead (E)
Forehead (E)
Forehead (E)
Inner Upper Arm (D)
Palmar (C)
Palmar (C)
Inner Upper Arm (D)
Inner Upper Arm (D)
Fingernail (A)
Dorsal (B)
Dorsal (B)
Fingernail (A)
Inner Upper Arm (D)
Forehead (E)
Forehead (E)
Forehead (E)
Inner Upper Arm (D)
Dorsal (B)
Fingernail (A)
Fingernail (A)
Palmar (C)
Palmar (C)
Palmar (C)
Dorsal (B)
Inner Upper Arm (D)
Dorsal (B)
Fingernail (A)
Palmar (C)
Inner Upper Arm (D)
Inner Upper Arm (D)
Inner Upper Arm (D)
Forehead (E)
Forehead (E)
Palmar (C)
Forehead (E)
Forehead (E)
Forehead (E)
Palmar (C)
Fingernail (A)
Dorsal (B)
Fingernail (A)
Fingernail (A)
Fingernail (A)
Dorsal (B)
Dorsal (B)
Dorsal (B)
Palmar (C)
Palmar (C)
Palmar (C)
Inner Upper Arm (D)
Dorsal (B)
Inner Upper Arm (D)
Dorsal (B)
Fingernail (A)
Fingernail (A)
Forehead (E)
Inner Upper Arm (D)
Palmar (C)
Fingernail (A)
Fingernail (A)
Fingernail (A)
Fingernail (A)
Dorsal (B)
Forehead (E)
Forehead (E)
Inner Upper Arm (D)
Inner Upper Arm (D)
Inner Upper Arm (D)
Palmar (C)
Dorsal (B)
Dorsal (B)
Fingernail (A)
Forehead (E)
Dorsal (B)
Palmar (C)
Inner Upper Arm (D)
Forehead (E)
Forehead (E)
Forehead (E)
Inner Upper Arm (D)
Inner Upper Arm (D)
Palmar (C)
Fingernail (A)
Palmar (C)
Dorsal (B)
Dorsal (B)
Palmar (C)
Palmar (C)
Palmar (C)
Inner Upper Arm (D)
Inner Upper Arm (D)
Inner Upper Arm (D)
Forehead (E)
Forehead (E)
Forehead (E)
Fingernail (A)
Fingernail (A)
Inner Upper Arm (D)
Inner Upper Arm (D)
Fingernail (A)
Dorsal (B)
Palmar (C)
Dorsal (B)
Dorsal (B)
Palmar (C)
Palmar (C)
Palmar (C)
Inner Upper Arm (D)
Forehead (E)
Forehead (E)
Forehead (E)
Dorsal (B)
Dorsal (B)
Dorsal (B)
Fingernail (A)
Fingernail (A)
Fingernail (A)
Inner Upper Arm (D)
Inner Upper Arm (D)
Palmar (C)
Inner Upper Arm (D)
Fingernail (A)
Dorsal (B)
Dorsal (B)
Fingernail (A)
Fingernail (A)
Palmar (C)
Forehead (E)
Forehead (E)
Forehead (E)
Dorsal (B)
Palmar (C)
Front Earlobe (E)
Fingernail (A)
Fingernail (A)
Fingernail (A)
Dorsal (B)
Dorsal (B)
Dorsal (B)
Palmar (C)
Palmar (C)
Palmar (C)
Inner Upper Arm (D)
Inner Upper Arm (D)
Inner Upper Arm (D)
Front Earlobe (E)
Front Earlobe (E)
Back Earlobe (F)
Cheek (I)
Back Earlobe (F)
Back Earlobe (F)
Forehead (E)
Forehead (E)
Forehead (E)
Nare (H)
Nare (H)
Nare (H)
Cheek (I)
Cheek (I)
Front Earlobe (E)
Inner Upper Arm (D)
Inner Upper Arm (D)
Inner Upper Arm (D)
Palmar (C)
Fingernail (A)
Palmar (C)
Dorsal (B)
Fingernail (A)
Front Earlobe (E)
Fingernail (A)
Palmar (C)
Front Earlobe (E)
Forehead (E)
Back Earlobe (F)
Back Earlobe (F)
Forehead (E)
Forehead (E)
Dorsal (B)
Nare (H)
Nare (H)
Nare (H)
Cheek (I)
Cheek (I)
Cheek (I)
Back Earlobe (F)
Dorsal (B)
Forehead (E)
Palmar (C)
Inner Upper Arm (D)
Palmar (C)
Palmar (C)
Forehead (E)
Dorsal (B)
Dorsal (B)
Dorsal (B)
Fingernail (A)
Fingernail (A)
Forehead (E)
Fingernail (A)
Inner Upper Arm (D)
Inner Upper Arm (D)
Palmar (C)
Palmar (C)
Dorsal (B)
Dorsal (B)
Dorsal (B)
Fingernail (A)
Palmar (C)
Forehead (E)
Forehead (E)
Forehead (E)
Inner Upper Arm (D)
Inner Upper Arm (D)
Inner Upper Arm (D)
Fingernail (A)
Fingernail (A)
Cheek (I)
Fingernail (A)
Palmar (C)
Palmar (C)
Inner Upper Arm (D)
Inner Upper Arm (D)
Inner Upper Arm (D)
Fingernail (A)
Front Earlobe (E)
Front Earlobe (E)
Back Earlobe (F)
Back Earlobe (F)
Back Earlobe (F)
Forehead (E)
Forehead (E)
Forehead (E)
Nare (H)
Nare (H)
Nare (H)
Palmar (C)
Dorsal (B)
Front Earlobe (E)
Dorsal (B)
Dorsal (B)
Cheek (I)
Fingernail (A)
Cheek (I)
Fingernail (A)
Fingernail (A)
Fingernail (A)
Dorsal (B)
Inner Upper Arm (D)
Dorsal (B)
Palmar (C)
Palmar (C)
Forehead (E)
Forehead (E)
Inner Upper Arm (D)
Dorsal (B)
Forehead (E)
Palmar (C)
Palmar (C)
Dorsal (B)
Dorsal (B)
Inner Upper Arm (D)
Fingernail (A)
Fingernail (A)
Fingernail (A)
Palmar (C)
Inner Upper Arm (D)
Inner Upper Arm (D)
Inner Upper Arm (D)
Forehead (E)
Forehead (E)
Palmar (C)
Inner Upper Arm (D)
Inner Upper Arm (D)
Dorsal (B)
Palmar (C)
Palmar (C)
Dorsal (B)
Dorsal (B)
Dorsal (B)
Palmar (C)
Fingernail (A)
Fingernail (A)
Forehead (E)
Forehead (E)
Forehead (E)
Forehead (E)
Fingernail (A)
Inner Upper Arm (D)
Forehead (E)
Forehead (E)
Forehead (E)
Inner Upper Arm (D)
Inner Upper Arm (D)
Inner Upper Arm (D)
Palmar (C)
Palmar (C)
Palmar (C)
Dorsal (B)
Dorsal (B)
Dorsal (B)
Fingernail (A)
Fingernail (A)
Fingernail (A)
Forehead (E)
Forehead (E)
Forehead (E)
Inner Upper Arm (D)
Palmar (C)
Inner Upper Arm (D)
Inner Upper Arm (D)
Fingernail (A)
Fingernail (A)
Fingernail (A)
Dorsal (B)
Dorsal (B)
Dorsal (B)
Palmar (C)
Palmar (C)
Palmar (C)
Fingernail (A)
Fingernail (A)
Palmar (C)
Dorsal (B)
Fingernail (A)
Palmar (C)
Inner Upper Arm (D)
Inner Upper Arm (D)
Forehead (E)
Forehead (E)
Forehead (E)
Dorsal (B)
Inner Upper Arm (D)
Dorsal (B)
Fingernail (A)
Fingernail (A)
Fingernail (A)
Dorsal (B)
Dorsal (B)
Inner Upper Arm (D)
Palmar (C)
Dorsal (B)
Forehead (E)
Forehead (E)
Forehead (E)
Inner Upper Arm (D)
Palmar (C)
Palmar (C)
Inner Upper Arm (D)
Forehead (E)
Fingernail (A)
Inner Upper Arm (D)
Inner Upper Arm (D)
Inner Upper Arm (D)
Palmar (C)
Palmar (C)
Dorsal (B)
Palmar (C)
Dorsal (B)
Fingernail (A)
Fingernail (A)
Forehead (E)
Dorsal (B)
Forehead (E)
Fingernail (A)
Inner Upper Arm (D)
Inner Upper Arm (D)
Palmar (C)
Palmar (C)
Fingernail (A)
Fingernail (A)
Dorsal (B)
Dorsal (B)
Dorsal (B)
Palmar (C)
Dorsal (B)
Forehead (E)
Palmar (C)
Palmar (C)
Palmar (C)
Inner Upper Arm (D)
Inner Upper Arm (D)
Inner Upper Arm (D)
Forehead (E)
Forehead (E)
Inner Upper Arm (D)
Forehead (E)
Forehead (E)
Forehead (E)
Dorsal (B)
Fingernail (A)
Dorsal (B)
Inner Upper Arm (D)
Forehead (E)
Forehead (E)
Forehead (E)
Inner Upper Arm (D)
Inner Upper Arm (D)
Fingernail (A)
Fingernail (A)
Dorsal (B)
Dorsal (B)
Fingernail (A)
Dorsal (B)
Palmar (C)
Palmar (C)
Inner Upper Arm (D)
Inner Upper Arm (D)
Forehead (E)
Forehead (E)
Forehead (E)
Fingernail (A)
Inner Upper Arm (D)
Palmar (C)
Dorsal (B)
Fingernail (A)
Dorsal (B)
Fingernail (A)
Fingernail (A)
Fingernail (A)
Palmar (C)
Palmar (C)
Palmar (C)
Dorsal (B)
Inner Upper Arm (D)
Forehead (E)
Forehead (E)
Forehead (E)
Inner Upper Arm (D)
Inner Upper Arm (D)
Palmar (C)
Palmar (C)
Palmar (C)
Dorsal (B)
Dorsal (B)
Dorsal (B)
Fingernail (A)
Forehead (E)
Forehead (E)
Forehead (E)
Forehead (E)
Inner Upper Arm (D)
Inner Upper Arm (D)
Inner Upper Arm (D)
Forehead (E)
Palmar (C)
Fingernail (A)
Fingernail (A)
Inner Upper Arm (D)
Inner Upper Arm (D)
Palmar (C)
Palmar (C)
Palmar (C)
Dorsal (B)
Dorsal (B)
Dorsal (B)
Fingernail (A)
Fingernail (A)
Palmar (C)
Fingernail (A)
Fingernail (A)
Palmar (C)
Inner Upper Arm (D)
Fingernail (A)
Dorsal (B)
Dorsal (B)
Dorsal (B)
Fingernail (A)
Forehead (E)
Dorsal (B)
Forehead (E)
Forehead (E)
Inner Upper Arm (D)
Inner Upper Arm (D)
Inner Upper Arm (D)
Forehead (E)
Palmar (C)
Palmar (C)
Forehead (E)
Palmar (C)
Dorsal (B)
Dorsal (B)
Dorsal (B)
Fingernail (A)
Fingernail (A)
Fingernail (A)
Fingernail (A)
Palmar (C)
Inner Upper Arm (D)
Palmar (C)
Forehead (E)
Fingernail (A)
Forehead (E)
Inner Upper Arm (D)
Inner Upper Arm (D)
Dorsal (B)
Fingernail (A)
Dorsal (B)
Palmar (C)
Fingernail (A)
Fingernail (A)
Fingernail (A)
Dorsal (B)
Dorsal (B)
Palmar (C)
Palmar (C)
Palmar (C)
Inner Upper Arm (D)
Inner Upper Arm (D)
Forehead (E)
Forehead (E)
Forehead (E)
Dorsal (B)
Inner Upper Arm (D)
Nare (H)
Palmar (C)
Inner Upper Arm (D)
Inner Upper Arm (D)
Nare (H)
Inner Upper Arm (D)
Palmar (C)
Palmar (C)
Dorsal (B)
Dorsal (B)
Dorsal (B)
Fingernail (A)
Front Earlobe (E)
Fingernail (A)
Front Earlobe (E)
Back Earlobe (F)
Back Earlobe (F)
Back Earlobe (F)
Forehead (E)
Forehead (E)
Forehead (E)
Nare (H)
Cheek (I)
Cheek (I)
Cheek (I)
Fingernail (A)
Front Earlobe (E)
Palmar (C)
Forehead (E)
Palmar (C)
Inner Upper Arm (D)
Inner Upper Arm (D)
Dorsal (B)
Forehead (E)
Forehead (E)
Inner Upper Arm (D)
Dorsal (B)
Palmar (C)
Palmar (C)
Palmar (C)
Dorsal (B)
Dorsal (B)
Palmar (C)
Dorsal (B)
Inner Upper Arm (D)
Fingernail (A)
Forehead (E)
Fingernail (A)
Forehead (E)
Inner Upper Arm (D)
Inner Upper Arm (D)
Forehead (E)
Fingernail (A)
Fingernail (A)
Dorsal (B)
Fingernail (A)
Fingernail (A)
Inner Upper Arm (D)
Palmar (C)
Palmar (C)
Fingernail (A)
Fingernail (A)
Fingernail (A)
Dorsal (B)
Palmar (C)
Inner Upper Arm (D)
Dorsal (B)
Forehead (E)
Forehead (E)
Forehead (E)
Dorsal (B)
Inner Upper Arm (D)
Fingernail (A)
Fingernail (A)
Fingernail (A)
Dorsal (B)
Dorsal (B)
Palmar (C)
Palmar (C)
Palmar (C)
Inner Upper Arm (D)
Inner Upper Arm (D)
Inner Upper Arm (D)
Dorsal (B)
Forehead (E)
Forehead (E)
Forehead (E)
Fingernail (A)
Fingernail (A)
Fingernail (A)
Dorsal (B)
Dorsal (B)
Dorsal (B)
Forehead (E)
Cheek (I)
Cheek (I)
Nare (H)
Nare (H)
Nare (H)
Forehead (E)
Cheek (I)
Forehead (E)
Back Earlobe (F)
Back Earlobe (F)
Front Earlobe (E)
Front Earlobe (E)
Inner Upper Arm (D)
Inner Upper Arm (D)
Inner Upper Arm (D)
Palmar (C)
Palmar (C)
Palmar (C)
Back Earlobe (F)
Front Earlobe (E)
Dorsal (B)
Dorsal (B)
Fingernail (A)
Inner Upper Arm (D)
Palmar (C)
Palmar (C)
Inner Upper Arm (D)
Inner Upper Arm (D)
Fingernail (A)
Forehead (E)
Forehead (E)
Forehead (E)
Calf
Calf
Calf
Palmar (C)
Fingernail (A)
Dorsal (B)
Dorsal (B)
Fingernail (A)
Fingernail (A)
Fingernail (A)
Dorsal (B)
Dorsal (B)
Fingernail (A)
Fingernail (A)
Palmar (C)
Fingernail (A)
Dorsal (B)
Palmar (C)
Palmar (C)
Inner Upper Arm (D)
Inner Upper Arm (D)
Inner Upper Arm (D)
Forehead (E)
Dorsal (B)
Dorsal (B)
Palmar (C)
Palmar (C)
Forehead (E)
Inner Upper Arm (D)
Palmar (C)
Inner Upper Arm (D)
Forehead (E)
Forehead (E)
Forehead (E)
Forehead (E)
Inner Upper Arm (D)
Fingernail (A)
Dorsal (B)
Fingernail (A)
Fingernail (A)
Dorsal (B)
Palmar (C)
Inner Upper Arm (D)
Palmar (C)
Inner Upper Arm (D)
Inner Upper Arm (D)
Forehead (E)
Forehead (E)
Forehead (E)
Palmar (C)
Fingernail (A)
Fingernail (A)
Fingernail (A)
Dorsal (B)
Palmar (C)
Dorsal (B)
Palmar (C)
Palmar (C)
Palmar (C)
Dorsal (B)
Palmar (C)
Forehead (E)
Inner Upper Arm (D)
Inner Upper Arm (D)
Inner Upper Arm (D)
Forehead (E)
Forehead (E)
Forehead (E)
Calf
Calf
Calf
Inner Upper Arm (D)
Palmar (C)
Forehead (E)
Inner Upper Arm (D)
Dorsal (B)
Inner Upper Arm (D)
Forehead (E)
Calf
Calf
Fingernail (A)
Fingernail (A)
Dorsal (B)
Dorsal (B)
Calf
Fingernail (A)
Forehead (E)
Forehead (E)
Inner Upper Arm (D)
Inner Upper Arm (D)
Inner Upper Arm (D)
Palmar (C)
Palmar (C)
Palmar (C)
Dorsal (B)
Dorsal (B)
Dorsal (B)
Fingernail (A)
Fingernail (A)
Forehead (E)
Fingernail (A)
Inner Upper Arm (D)
Fingernail (A)
Fingernail (A)
Dorsal (B)
Dorsal (B)
Dorsal (B)
Palmar (C)
Palmar (C)
Forehead (E)
Forehead (E)
Forehead (E)
Inner Upper Arm (D)
Inner Upper Arm (D)
Palmar (C)
Fingernail (A)
Dorsal (B)
Fingernail (A)
Forehead (E)
Forehead (E)
Fingernail (A)
Fingernail (A)
Forehead (E)
Forehead (E)
Forehead (E)
Inner Upper Arm (D)
Inner Upper Arm (D)
Palmar (C)
Palmar (C)
Palmar (C)
Dorsal (B)
Dorsal (B)
Inner Upper Arm (D)
Fingernail (A)
Forehead (E)
Dorsal (B)
Inner Upper Arm (D)
Inner Upper Arm (D)
Palmar (C)
Inner Upper Arm (D)
Palmar (C)
Dorsal (B)
Dorsal (B)
Fingernail (A)
Fingernail (A)
Palmar (C)
Palmar (C)
Fingernail (A)
Dorsal (B)
Dorsal (B)
Dorsal (B)
Fingernail (A)
Fingernail (A)
Dorsal (B)
Fingernail (A)
Fingernail (A)
Dorsal (B)
Dorsal (B)
Palmar (C)
Palmar (C)
Palmar (C)
Fingernail (A)
Palmar (C)
Nare (H)
Inner Upper Arm (D)
Palmar (C)
Cheek (I)
Cheek (I)
Cheek (I)
Nare (H)
Nare (H)
Forehead (E)
Forehead (E)
Back Earlobe (F)
Back Earlobe (F)
Back Earlobe (F)
Front Earlobe (E)
Front Earlobe (E)
Front Earlobe (E)
Inner Upper Arm (D)
Inner Upper Arm (D)
Inner Upper Arm (D)
Forehead (E)
Inner Upper Arm (D)
Inner Upper Arm (D)
Cheek (I)
Cheek (I)
Nare (H)
Cheek (I)
Nare (H)
Forehead (E)
Nare (H)
Forehead (E)
Back Earlobe (F)
Back Earlobe (F)
Back Earlobe (F)
Front Earlobe (E)
Front Earlobe (E)
Front Earlobe (E)
Forehead (E)
Inner Upper Arm (D)
Palmar (C)
Palmar (C)
Forehead (E)
Forehead (E)
Forehead (E)
Palmar (C)
Inner Upper Arm (D)
Fingernail (A)
Fingernail (A)
Fingernail (A)
Inner Upper Arm (D)
Dorsal (B)
Dorsal (B)
Dorsal (B)
Forehead (E)
Forehead (E)
Forehead (E)
Inner Upper Arm (D)
Fingernail (A)
Inner Upper Arm (D)
Fingernail (A)
Palmar (C)
Palmar (C)
Dorsal (B)
Dorsal (B)
Fingernail (A)
Inner Upper Arm (D)
Palmar (C)
Dorsal (B)
Inner Upper Arm (D)
Inner Upper Arm (D)
Forehead (E)
Palmar (C)
Palmar (C)
Palmar (C)
Inner Upper Arm (D)
Dorsal (B)
Dorsal (B)
Fingernail (A)
Fingernail (A)
Fingernail (A)
Forehead (E)
Forehead (E)
Dorsal (B)
Inner Upper Arm (D)
Inner Upper Arm (D)
Palmar (C)
Palmar (C)
Palmar (C)
Dorsal (B)
Forehead (E)
Dorsal (B)
Fingernail (A)
Fingernail (A)
Inner Upper Arm (D)
Forehead (E)
Forehead (E)
Dorsal (B)
Fingernail (A)
Inner Upper Arm (D)
Forehead (E)
Fingernail (A)
Forehead (E)
Forehead (E)
Inner Upper Arm (D)
Palmar (C)
Palmar (C)
Inner Upper Arm (D)
Dorsal (B)
Dorsal (B)
Dorsal (B)
Fingernail (A)
Fingernail (A)
Palmar (C)
Palmar (C)
Palmar (C)
Palmar (C)
Inner Upper Arm (D)
Inner Upper Arm (D)
Inner Upper Arm (D)
Front Earlobe (E)
Front Earlobe (E)
Forehead (E)
Back Earlobe (F)
Back Earlobe (F)
Back Earlobe (F)
Forehead (E)
Dorsal (B)
Forehead (E)
Nare (H)
Nare (H)
Front Earlobe (E)
Dorsal (B)
Cheek (I)
Fingernail (A)
Fingernail (A)
Fingernail (A)
Cheek (I)
Cheek (I)
Nare (H)
Dorsal (B)
Fingernail (A)
Fingernail (A)
Fingernail (A)
Dorsal (B)
Dorsal (B)
Dorsal (B)
Inner Upper Arm (D)
Palmar (C)
Inner Upper Arm (D)
Inner Upper Arm (D)
Forehead (E)
Forehead (E)
Palmar (C)
Forehead (E)
Palmar (C)
Nare (H)
Cheek (I)
Cheek (I)
Cheek (I)
Nare (H)
Nare (H)
Forehead (E)
Forehead (E)
Forehead (E)
Back Earlobe (F)
Back Earlobe (F)
Back Earlobe (F)
Front Earlobe (E)
Front Earlobe (E)
Inner Upper Arm (D)
Front Earlobe (E)
Inner Upper Arm (D)
Palmar (C)
Palmar (C)
Palmar (C)
Dorsal (B)
Dorsal (B)
Dorsal (B)
Fingernail (A)
Fingernail (A)
Fingernail (A)
Inner Upper Arm (D)
Fingernail (A)
Dorsal (B)
Dorsal (B)
Dorsal (B)
Palmar (C)
Forehead (E)
Inner Upper Arm (D)
Inner Upper Arm (D)
Forehead (E)
Forehead (E)
Fingernail (A)
Palmar (C)
Fingernail (A)
Inner Upper Arm (D)
Palmar (C)
Forehead (E)
Dorsal (B)
Dorsal (B)
Dorsal (B)
Palmar (C)
Palmar (C)
Forehead (E)
Palmar (C)
Inner Upper Arm (D)
Inner Upper Arm (D)
Forehead (E)
Forehead (E)
Forehead (E)
Forehead (E)
Inner Upper Arm (D)
Inner Upper Arm (D)
Fingernail (A)
Inner Upper Arm (D)
Inner Upper Arm (D)
Palmar (C)
Palmar (C)
Fingernail (A)
Palmar (C)
Dorsal (B)
Dorsal (B)
Dorsal (B)
Fingernail (A)
Fingernail (A)
Fingernail (A)
Fingernail (A)
Inner Upper Arm (D)
Fingernail (A)
Palmar (C)
Fingernail (A)
Forehead (E)
Forehead (E)
Forehead (E)
Fingernail (A)
Dorsal (B)
Dorsal (B)
Dorsal (B)
Palmar (C)
Palmar (C)
Inner Upper Arm (D)
Inner Upper Arm (D)
Inner Upper Arm (D)
Forehead (E)
Forehead (E)
Forehead (E)
Inner Upper Arm (D)
Palmar (C)
Dorsal (B)
Dorsal (B)
Fingernail (A)
Fingernail (A)
Fingernail (A)
Dorsal (B)
Palmar (C)
Palmar (C)
Inner Upper Arm (D)
Inner Upper Arm (D)
Fingernail (A)
Fingernail (A)
Fingernail (A)
Dorsal (B)
Dorsal (B)
Palmar (C)
Dorsal (B)
Palmar (C)
Forehead (E)
Forehead (E)
Inner Upper Arm (D)
Inner Upper Arm (D)
Palmar (C)
Forehead (E)
Fingernail (A)
Fingernail (A)
Nare (H)
Dorsal (B)
Fingernail (A)
Dorsal (B)
Palmar (C)
Palmar (C)
Nare (H)
Forehead (E)
Forehead (E)
Forehead (E)
Back Earlobe (F)
Back Earlobe (F)
Back Earlobe (F)
Dorsal (B)
Front Earlobe (E)
Front Earlobe (E)
Front Earlobe (E)
Inner Upper Arm (D)
Inner Upper Arm (D)
Cheek (I)
Cheek (I)
Cheek (I)
Inner Upper Arm (D)
Nare (H)
Palmar (C)
Palmar (C)
Inner Upper Arm (D)
Inner Upper Arm (D)
Inner Upper Arm (D)
Forehead (E)
Forehead (E)
Fingernail (A)
Dorsal (B)
Dorsal (B)
Dorsal (B)
Fingernail (A)
Palmar (C)
Fingernail (A)
Forehead (E)
Palmar (C)
Fingernail (A)
Forehead (E)
Dorsal (B)
Palmar (C)
Palmar (C)
Palmar (C)
Inner Upper Arm (D)
Inner Upper Arm (D)
Forehead (E)
Forehead (E)
Dorsal (B)
Dorsal (B)
Fingernail (A)
Fingernail (A)
Inner Upper Arm (D)
Inner Upper Arm (D)
Forehead (E)
Forehead (E)
Forehead (E)
Inner Upper Arm (D)
Inner Upper Arm (D)
Dorsal (B)
Fingernail (A)
Palmar (C)
Palmar (C)
Fingernail (A)
Palmar (C)
Dorsal (B)
Dorsal (B)
Fingernail (A)
Forehead (E)
Forehead (E)
Inner Upper Arm (D)
Inner Upper Arm (D)
Inner Upper Arm (D)
Palmar (C)
Palmar (C)
Dorsal (B)
Fingernail (A)
Fingernail (A)
Dorsal (B)
Forehead (E)
Dorsal (B)
Palmar (C)
Fingernail (A)
Palmar (C)
Forehead (E)
Forehead (E)
Fingernail (A)
Fingernail (A)
Fingernail (A)
Dorsal (B)
Dorsal (B)
Dorsal (B)
Palmar (C)
Inner Upper Arm (D)
Inner Upper Arm (D)
Inner Upper Arm (D)
Forehead (E)
Palmar (C)
Inner Upper Arm (D)
Forehead (E)
Forehead (E)
Inner Upper Arm (D)
Inner Upper Arm (D)
Palmar (C)
Fingernail (A)
Palmar (C)
Dorsal (B)
Dorsal (B)
Dorsal (B)
Fingernail (A)
Fingernail (A)
Palmar (C)
Forehead (E)
Palmar (C)
Fingernail (A)
Fingernail (A)
Dorsal (B)
Dorsal (B)
Dorsal (B)
Palmar (C)
Palmar (C)
Inner Upper Arm (D)
Inner Upper Arm (D)
Inner Upper Arm (D)
Front Earlobe (E)
Fingernail (A)
Front Earlobe (E)
Back Earlobe (F)
Back Earlobe (F)
Back Earlobe (F)
Forehead (E)
Forehead (E)
Forehead (E)
Nare (H)
Nare (H)
Nare (H)
Cheek (I)
Front Earlobe (E)
Cheek (I)
Cheek (I)
Fingernail (A)
Fingernail (A)
Fingernail (A)
Dorsal (B)
Dorsal (B)
Dorsal (B)
Palmar (C)
Palmar (C)
Palmar (C)
Inner Upper Arm (D)
Inner Upper Arm (D)
Inner Upper Arm (D)
Front Earlobe (E)
Front Earlobe (E)
Back Earlobe (F)
Cheek (I)
Cheek (I)
Cheek (I)
Nare (H)
Front Earlobe (E)
Nare (H)
Nare (H)
Forehead (E)
Forehead (E)
Back Earlobe (F)
Back Earlobe (F)
Forehead (E)
Inner Upper Arm (D)
Forehead (E)
Forehead (E)
Inner Upper Arm (D)
Forehead (E)
Palmar (C)
Fingernail (A)
Fingernail (A)
Fingernail (A)
Dorsal (B)
Inner Upper Arm (D)
Dorsal (B)
Palmar (C)
Palmar (C)
Dorsal (B)
Palmar (C)
Inner Upper Arm (D)
Inner Upper Arm (D)
Inner Upper Arm (D)
Forehead (E)
Forehead (E)
Forehead (E)
Forehead (E)
Forehead (E)
Dorsal (B)
Inner Upper Arm (D)
Fingernail (A)
Fingernail (A)
Inner Upper Arm (D)
Inner Upper Arm (D)
Palmar (C)
Palmar (C)
Palmar (C)
Dorsal (B)
Dorsal (B)
Fingernail (A)
Palmar (C)
Palmar (C)
Dorsal (B)
Dorsal (B)
Fingernail (A)
Fingernail (A)
Fingernail (A)
Dorsal (B)
Fingernail (A)
Fingernail (A)
Fingernail (A)
Dorsal (B)
Dorsal (B)
Palmar (C)
Palmar (C)
Palmar (C)
Inner Upper Arm (D)
Dorsal (B)
Forehead (E)
Dorsal (B)
Fingernail (A)
Inner Upper Arm (D)
Inner Upper Arm (D)
Inner Upper Arm (D)
Inner Upper Arm (D)
Palmar (C)
Palmar (C)
Palmar (C)
Forehead (E)
Dorsal (B)
Dorsal (B)
Fingernail (A)
Forehead (E)
Forehead (E)
Forehead (E)
Inner Upper Arm (D)
Fingernail (A)
Forehead (E)
Palmar (C)
Fingernail (A)
Fingernail (A)
Fingernail (A)
Dorsal (B)
Dorsal (B)
Dorsal (B)
Inner Upper Arm (D)
Palmar (C)
Forehead (E)
Forehead (E)
Forehead (E)
Inner Upper Arm (D)
Inner Upper Arm (D)
Palmar (C)
Front Earlobe (E)
Back Earlobe (F)
Back Earlobe (F)
Back Earlobe (F)
Forehead (E)
Forehead (E)
Nare (H)
Nare (H)
Nare (H)
Cheek (I)
Cheek (I)
Front Earlobe (E)
Forehead (E)
Cheek (I)
Front Earlobe (E)
Inner Upper Arm (D)
Inner Upper Arm (D)
Fingernail (A)
Fingernail (A)
Dorsal (B)
Dorsal (B)
Fingernail (A)
Palmar (C)
Palmar (C)
Palmar (C)
Inner Upper Arm (D)
Dorsal (B)
Dorsal (B)
Fingernail (A)
Fingernail (A)
Fingernail (A)
Dorsal (B)
Dorsal (B)
Palmar (C)
Forehead (E)
Palmar (C)
Inner Upper Arm (D)
Inner Upper Arm (D)
Inner Upper Arm (D)
Forehead (E)
Forehead (E)
Palmar (C)
Cheek (I)
Cheek (I)
Inner Upper Arm (D)
Nare (H)
Nare (H)
Forehead (E)
Forehead (E)
Fingernail (A)
Inner Upper Arm (D)
Forehead (E)
Back Earlobe (F)
Back Earlobe (F)
Back Earlobe (F)
Front Earlobe (E)
Front Earlobe (E)
Front Earlobe (E)
Fingernail (A)
Fingernail (A)
Nare (H)
Cheek (I)
Inner Upper Arm (D)
Palmar (C)
Dorsal (B)
Dorsal (B)
Palmar (C)
Dorsal (B)
Palmar (C)
Palmar (C)
Forehead (E)
Palmar (C)
Palmar (C)
Dorsal (B)
Dorsal (B)
Fingernail (A)
Fingernail (A)
Fingernail (A)
Dorsal (B)
Inner Upper Arm (D)
Inner Upper Arm (D)
Inner Upper Arm (D)
Forehead (E)
Forehead (E)
Palmar (C)
Inner Upper Arm (D)
Inner Upper Arm (D)
Inner Upper Arm (D)
Forehead (E)
Forehead (E)
Palmar (C)
Fingernail (A)
Fingernail (A)
Fingernail (A)
Dorsal (B)
Dorsal (B)
Dorsal (B)
Palmar (C)
Forehead (E)
Forehead (E)
Forehead (E)
Forehead (E)
Dorsal (B)
Fingernail (A)
Fingernail (A)
Fingernail (A)
Dorsal (B)
Dorsal (B)
Palmar (C)
Palmar (C)
Palmar (C)
Inner Upper Arm (D)
Inner Upper Arm (D)
Inner Upper Arm (D)
Inner Upper Arm (D)
Inner Upper Arm (D)
Inner Upper Arm (D)
Forehead (E)
Forehead (E)
Forehead (E)
Palmar (C)
Fingernail (A)
Fingernail (A)
Fingernail (A)
Dorsal (B)
Palmar (C)
Palmar (C)
Dorsal (B)
Dorsal (B)
Inner Upper Arm (D)
Palmar (C)
Dorsal (B)
Dorsal (B)
Palmar (C)
Fingernail (A)
Palmar (C)
Inner Upper Arm (D)
Inner Upper Arm (D)
Fingernail (A)
Forehead (E)
Forehead (E)
Forehead (E)
Dorsal (B)
Fingernail (A)
Palmar (C)
Palmar (C)
Dorsal (B)
Dorsal (B)
Dorsal (B)
Fingernail (A)
Forehead (E)
Palmar (C)
Inner Upper Arm (D)
Inner Upper Arm (D)
Inner Upper Arm (D)
Forehead (E)
Forehead (E)
Fingernail (A)
Fingernail (A)
Forehead (E)
Forehead (E)
Dorsal (B)
Fingernail (A)
Dorsal (B)
Dorsal (B)
Palmar (C)
Palmar (C)
Palmar (C)
Inner Upper Arm (D)
Inner Upper Arm (D)
Fingernail (A)
Inner Upper Arm (D)
Fingernail (A)
Forehead (E)
Palmar (C)
Palmar (C)
Forehead (E)
Dorsal (B)
Fingernail (A)
Palmar (C)
Fingernail (A)
Fingernail (A)
Inner Upper Arm (D)
Forehead (E)
Dorsal (B)
Inner Upper Arm (D)
Forehead (E)
Inner Upper Arm (D)
Dorsal (B)
Forehead (E)
Forehead (E)
Inner Upper Arm (D)
Inner Upper Arm (D)
Inner Upper Arm (D)
Palmar (C)
Forehead (E)
Palmar (C)
Palmar (C)
Dorsal (B)
Dorsal (B)
Fingernail (A)
Fingernail (A)
Dorsal (B)
Fingernail (A)
Palmar (C)
Fingernail (A)
Fingernail (A)
Dorsal (B)
Dorsal (B)
Forehead (E)
Inner Upper Arm (D)
Inner Upper Arm (D)
Inner Upper Arm (D)
Palmar (C)
Palmar (C)
Dorsal (B)
Forehead (E)
Forehead (E)
Palmar (C)
Fingernail (A)
Dorsal (B)
Dorsal (B)
Dorsal (B)
Palmar (C)
Palmar (C)
Inner Upper Arm (D)
Inner Upper Arm (D)
Inner Upper Arm (D)
Forehead (E)
Forehead (E)
Forehead (E)
Fingernail (A)
Fingernail (A)
Dorsal (B)
Dorsal (B)
Palmar (C)
Dorsal (B)
Palmar (C)
Inner Upper Arm (D)
Inner Upper Arm (D)
Inner Upper Arm (D)
Forehead (E)
Palmar (C)
Fingernail (A)
Fingernail (A)
Fingernail (A)
Inner Upper Arm (D)
Inner Upper Arm (D)
Inner Upper Arm (D)
Forehead (E)
Forehead (E)
Forehead (E)
Forehead (E)
Forehead (E)
Dorsal (B)
Palmar (C)
Dorsal (B)
Dorsal (B)
Fingernail (A)
Fingernail (A)
Fingernail (A)
Palmar (C)
Palmar (C)
Palmar (C)
Forehead (E)
Fingernail (A)
Fingernail (A)
Forehead (E)
Dorsal (B)
Palmar (C)
Palmar (C)
Fingernail (A)
Dorsal (B)
Dorsal (B)
Forehead (E)
Inner Upper Arm (D)
Inner Upper Arm (D)
Inner Upper Arm (D)
Dorsal (B)
Fingernail (A)
Fingernail (A)
Inner Upper Arm (D)
Fingernail (A)
Palmar (C)
Palmar (C)
Dorsal (B)
Dorsal (B)
Front Earlobe (E)
Palmar (C)
Front Earlobe (E)
Inner Upper Arm (D)
Cheek (I)
Cheek (I)
Cheek (I)
Nare (H)
Nare (H)
Nare (H)
Inner Upper Arm (D)
Forehead (E)
Forehead (E)
Back Earlobe (F)
Back Earlobe (F)
Back Earlobe (F)
Front Earlobe (E)
Forehead (E)
Fingernail (A)
Inner Upper Arm (D)
Dorsal (B)
Fingernail (A)
Dorsal (B)
Palmar (C)
Inner Upper Arm (D)
Inner Upper Arm (D)
Palmar (C)
Forehead (E)
Palmar (C)
Forehead (E)
Dorsal (B)
Forehead (E)
Fingernail (A)
Inner Upper Arm (D)
Palmar (C)
Forehead (E)
Inner Upper Arm (D)
Inner Upper Arm (D)
Back Earlobe (F)
Palmar (C)
Dorsal (B)
Front Earlobe (E)
Dorsal (B)
Palmar (C)
Dorsal (B)
Back Earlobe (F)
Back Earlobe (F)
Fingernail (A)
Fingernail (A)
Fingernail (A)
Front Earlobe (E)
Front Earlobe (E)
Fingernail (A)
Forehead (E)
Dorsal (B)
Fingernail (A)
Fingernail (A)
Fingernail (A)
Fingernail (A)
Dorsal (B)
Dorsal (B)
Palmar (C)
Palmar (C)
Palmar (C)
Inner Upper Arm (D)
Inner Upper Arm (D)
Inner Upper Arm (D)
Dorsal (B)
Front Earlobe (E)
Front Earlobe (E)
Back Earlobe (F)
Back Earlobe (F)
Forehead (E)
Forehead (E)
Forehead (E)
Forehead (E)
Nare (H)
Nare (H)
Nare (H)
Cheek (I)
Cheek (I)
Cheek (I)
Front Earlobe (E)
Dorsal (B)
Back Earlobe (F)
Palmar (C)
Nare (H)
Nare (H)
Nare (H)
Palmar (C)
Cheek (I)
Cheek (I)
Cheek (I)
Fingernail (A)
Cheek (I)
Cheek (I)
Cheek (I)
Nare (H)
Nare (H)
Dorsal (B)
Forehead (E)
Inner Upper Arm (D)
Front Earlobe (E)
Front Earlobe (E)
Front Earlobe (E)
Nare (H)
Inner Upper Arm (D)
Back Earlobe (F)
Palmar (C)
Back Earlobe (F)
Back Earlobe (F)
Forehead (E)
Forehead (E)
Inner Upper Arm (D)
Dorsal (B)
Palmar (C)
Palmar (C)
Forehead (E)
Inner Upper Arm (D)
Inner Upper Arm (D)
Forehead (E)
Forehead (E)
Dorsal (B)
Inner Upper Arm (D)
Dorsal (B)
Palmar (C)
Fingernail (A)
Fingernail (A)
Fingernail (A)
Forehead (E)
Forehead (E)
Forehead (E)
Inner Upper Arm (D)
Inner Upper Arm (D)
Inner Upper Arm (D)
Fingernail (A)
Palmar (C)
Palmar (C)
Dorsal (B)
Dorsal (B)
Dorsal (B)
Fingernail (A)
Palmar (C)
Fingernail (A)
Fingernail (A)
Fingernail (A)
Dorsal (B)
Dorsal (B)
Forehead (E)
Forehead (E)
Forehead (E)
Inner Upper Arm (D)
Inner Upper Arm (D)
Inner Upper Arm (D)
Palmar (C)
Palmar (C)
Palmar (C)
Fingernail (A)
Dorsal (B)
Inner Upper Arm (D)
Forehead (E)
Inner Upper Arm (D)
Inner Upper Arm (D)
Inner Upper Arm (D)
Forehead (E)
Forehead (E)
Forehead (E)
Forehead (E)
Fingernail (A)
Palmar (C)
Forehead (E)
Inner Upper Arm (D)
Palmar (C)
Palmar (C)
Palmar (C)
Dorsal (B)
Dorsal (B)
Dorsal (B)
Fingernail (A)
Inner Upper Arm (D)
Fingernail (A)
Palmar (C)
Dorsal (B)
Fingernail (A)
Dorsal (B)
Dorsal (B)
Dorsal (B)
Palmar (C)
Palmar (C)
Palmar (C)
Inner Upper Arm (D)
Palmar (C)
Inner Upper Arm (D)
Forehead (E)
Forehead (E)
Forehead (E)
Fingernail (A)
Fingernail (A)
Fingernail (A)
Dorsal (B)
Dorsal (B)
Inner Upper Arm (D)
Fingernail (A)
Fingernail (A)
Forehead (E)
Fingernail (A)
Dorsal (B)
Dorsal (B)
Dorsal (B)
Palmar (C)
Palmar (C)
Palmar (C)
Inner Upper Arm (D)
Inner Upper Arm (D)
Inner Upper Arm (D)
Fingernail (A)
Forehead (E)
Forehead (E)
Fingernail (A)
Dorsal (B)
Fingernail (A)
Dorsal (B)
Dorsal (B)
Inner Upper Arm (D)
Forehead (E)
Forehead (E)
Inner Upper Arm (D)
Fingernail (A)
Forehead (E)
Inner Upper Arm (D)
Palmar (C)
Palmar (C)
Palmar (C)
Fingernail (A)
Dorsal (B)
Forehead (E)
Forehead (E)
Forehead (E)
Inner Upper Arm (D)
Inner Upper Arm (D)
Inner Upper Arm (D)
Palmar (C)
Palmar (C)
Dorsal (B)
Fingernail (A)
Fingernail (A)
Fingernail (A)
Dorsal (B)
Palmar (C)
Fingernail (A)
Forehead (E)
Forehead (E)
Forehead (E)
Inner Upper Arm (D)
Fingernail (A)
Fingernail (A)
Inner Upper Arm (D)
Dorsal (B)
Dorsal (B)
Palmar (C)
Palmar (C)
Palmar (C)
Dorsal (B)
Inner Upper Arm (D)
Dorsal (B)
Fingernail (A)
Fingernail (A)
Fingernail (A)
Dorsal (B)
Inner Upper Arm (D)
Dorsal (B)
Palmar (C)
Palmar (C)
Palmar (C)
Inner Upper Arm (D)
Inner Upper Arm (D)
Forehead (E)
Forehead (E)
Forehead (E)
Palmar (C)
Inner Upper Arm (D)
Inner Upper Arm (D)
Forehead (E)
Forehead (E)
Forehead (E)
Palmar (C)
Inner Upper Arm (D)
Palmar (C)
Dorsal (B)
Fingernail (A)
Dorsal (B)
Fingernail (A)
Fingernail (A)
Dorsal (B)
Inner Upper Arm (D)
Inner Upper Arm (D)
Forehead (E)
Forehead (E)
Forehead (E)
Palmar (C)
Palmar (C)
Palmar (C)
Dorsal (B)
Dorsal (B)
Inner Upper Arm (D)
Dorsal (B)
Fingernail (A)
Fingernail (A)
Fingernail (A)
Forehead (E)
Inner Upper Arm (D)
Inner Upper Arm (D)
Palmar (C)
Inner Upper Arm (D)
Forehead (E)
Forehead (E)
Palmar (C)
Dorsal (B)
Dorsal (B)
Fingernail (A)
Dorsal (B)
Fingernail (A)
Fingernail (A)
Palmar (C)
Front Earlobe (E)
Front Earlobe (E)
Front Earlobe (E)
Back Earlobe (F)
Back Earlobe (F)
Back Earlobe (F)
Forehead (E)
Nare (H)
Forehead (E)
Nare (H)
Nare (H)
Inner Upper Arm (D)
Cheek (I)
Cheek (I)
Cheek (I)
Forehead (E)
Inner Upper Arm (D)
Dorsal (B)
Palmar (C)
Palmar (C)
Palmar (C)
Dorsal (B)
Dorsal (B)
Fingernail (A)
Fingernail (A)
Fingernail (A)
Inner Upper Arm (D)
Inner Upper Arm (D)
Inner Upper Arm (D)
Inner Upper Arm (D)
Fingernail (A)
Fingernail (A)
Fingernail (A)
Forehead (E)
Palmar (C)
Forehead (E)
Palmar (C)
Palmar (C)
Dorsal (B)
Dorsal (B)
Dorsal (B)
Forehead (E)
Fingernail (A)
Inner Upper Arm (D)
Forehead (E)
Forehead (E)
Forehead (E)
Inner Upper Arm (D)
Inner Upper Arm (D)
Palmar (C)
Palmar (C)
Dorsal (B)
Dorsal (B)
Dorsal (B)
Fingernail (A)
Fingernail (A)
Palmar (C)
Dorsal (B)
Palmar (C)
Dorsal (B)
Dorsal (B)
Forehead (E)
Fingernail (A)
Fingernail (A)
Palmar (C)
Fingernail (A)
Forehead (E)
Inner Upper Arm (D)
Forehead (E)
Inner Upper Arm (D)
Inner Upper Arm (D)
Palmar (C)
Dorsal (B)
Dorsal (B)
Fingernail (A)
Fingernail (A)
Forehead (E)
Palmar (C)
Forehead (E)
Inner Upper Arm (D)
Inner Upper Arm (D)
Dorsal (B)
Palmar (C)
Palmar (C)
Inner Upper Arm (D)
Fingernail (A)
Forehead (E)
Forehead (E)
Forehead (E)
Forehead (E)
Inner Upper Arm (D)
Inner Upper Arm (D)
Palmar (C)
Palmar (C)
Palmar (C)
Dorsal (B)
Dorsal (B)
Fingernail (A)
Fingernail (A)
Inner Upper Arm (D)
Dorsal (B)
Fingernail (A)
Fingernail (A)
Fingernail (A)
Fingernail (A)
Dorsal (B)
Dorsal (B)
Palmar (C)
Palmar (C)
Dorsal (B)
Inner Upper Arm (D)
Inner Upper Arm (D)
Inner Upper Arm (D)
Forehead (E)
Forehead (E)
Forehead (E)
Palmar (C)
Palmar (C)
Fingernail (A)
Dorsal (B)
Dorsal (B)
Dorsal (B)
Palmar (C)
Palmar (C)
Forehead (E)
Inner Upper Arm (D)
Inner Upper Arm (D)
Forehead (E)
Forehead (E)
Fingernail (A)
Inner Upper Arm (D)
Fingernail (A)
Fingernail (A)
Dorsal (B)
Inner Upper Arm (D)
Fingernail (A)
Dorsal (B)
Dorsal (B)
Front Earlobe (E)
Palmar (C)
Cheek (I)
Cheek (I)
Cheek (I)
Nare (H)
Nare (H)
Nare (H)
Forehead (E)
Forehead (E)
Forehead (E)
Back Earlobe (F)
Back Earlobe (F)
Back Earlobe (F)
Front Earlobe (E)
Fingernail (A)
Front Earlobe (E)
Inner Upper Arm (D)
Inner Upper Arm (D)
Palmar (C)
Palmar (C)
Cheek (I)
Cheek (I)
Front Earlobe (E)
Nare (H)
Cheek (I)
Nare (H)
Palmar (C)
Forehead (E)
Fingernail (A)
Fingernail (A)
Fingernail (A)
Dorsal (B)
Dorsal (B)
Nare (H)
Palmar (C)
Palmar (C)
Inner Upper Arm (D)
Dorsal (B)
Inner Upper Arm (D)
Front Earlobe (E)
Front Earlobe (E)
Back Earlobe (F)
Back Earlobe (F)
Back Earlobe (F)
Forehead (E)
Forehead (E)
Inner Upper Arm (D)
Front Earlobe (E)
Front Earlobe (E)
Inner Upper Arm (D)
Inner Upper Arm (D)
Palmar (C)
Dorsal (B)
Palmar (C)
Dorsal (B)
Front Earlobe (E)
Fingernail (A)
Palmar (C)
Back Earlobe (F)
Dorsal (B)
Back Earlobe (F)
Forehead (E)
Forehead (E)
Forehead (E)
Nare (H)
Nare (H)
Nare (H)
Cheek (I)
Cheek (I)
Cheek (I)
Fingernail (A)
Back Earlobe (F)
Fingernail (A)
Inner Upper Arm (D)
Forehead (E)
Inner Upper Arm (D)
Dorsal (B)
Dorsal (B)
Fingernail (A)
Fingernail (A)
Fingernail (A)
Palmar (C)
Palmar (C)
Inner Upper Arm (D)
Inner Upper Arm (D)
Dorsal (B)
Forehead (E)
Forehead (E)
Palmar (C)
Forehead (E)
Dorsal (B)
Forehead (E)
Forehead (E)
Inner Upper Arm (D)
Palmar (C)
Inner Upper Arm (D)
Palmar (C)
Palmar (C)
Dorsal (B)
Fingernail (A)
Fingernail (A)
Fingernail (A)
Dorsal (B)
Inner Upper Arm (D)
Palmar (C)
Fingernail (A)
Palmar (C)
Inner Upper Arm (D)
Palmar (C)
Inner Upper Arm (D)
Forehead (E)
Forehead (E)
Forehead (E)
Dorsal (B)
Dorsal (B)
Dorsal (B)
Fingernail (A)
Fingernail (A)
Inner Upper Arm (D)
Fingernail (A)
Fingernail (A)
Fingernail (A)
Dorsal (B)
Dorsal (B)
Palmar (C)
Palmar (C)
Palmar (C)
Inner Upper Arm (D)
Dorsal (B)
Inner Upper Arm (D)
Inner Upper Arm (D)
Forehead (E)
Forehead (E)
Forehead (E)
Fingernail (A)
Forehead (E)
Forehead (E)
Forehead (E)
Inner Upper Arm (D)
Inner Upper Arm (D)
Inner Upper Arm (D)
Palmar (C)
Palmar (C)
Palmar (C)
Dorsal (B)
Dorsal (B)
Dorsal (B)
Fingernail (A)
Fingernail (A)
Fingernail (A)
Fingernail (A)
Dorsal (B)
Forehead (E)
Forehead (E)
Inner Upper Arm (D)
Inner Upper Arm (D)
Inner Upper Arm (D)
Fingernail (A)
Palmar (C)
Palmar (C)
Dorsal (B)
Dorsal (B)
Palmar (C)
Back Earlobe (F)
Forehead (E)
Forehead (E)
Forehead (E)
Nare (H)
Nare (H)
Dorsal (B)
Dorsal (B)
Fingernail (A)
Fingernail (A)
Back Earlobe (F)
Fingernail (A)
Inner Upper Arm (D)
Dorsal (B)
Back Earlobe (F)
Back Earlobe (F)
Front Earlobe (E)
Front Earlobe (E)
Cheek (I)
Cheek (I)
Cheek (I)
Nare (H)
Nare (H)
Front Earlobe (E)
Nare (H)
Forehead (E)
Forehead (E)
Back Earlobe (F)
Inner Upper Arm (D)
Back Earlobe (F)
Front Earlobe (E)
Forehead (E)
Inner Upper Arm (D)
Cheek (I)
Palmar (C)
Front Earlobe (E)
Palmar (C)
Fingernail (A)
Fingernail (A)
Fingernail (A)
Dorsal (B)
Dorsal (B)
Dorsal (B)
Palmar (C)
Front Earlobe (E)
Palmar (C)
Inner Upper Arm (D)
Inner Upper Arm (D)
Inner Upper Arm (D)
Cheek (I)
Cheek (I)
Nare (H)
Palmar (C)
Palmar (C)
Dorsal (B)
Dorsal (B)
Dorsal (B)
Palmar (C)
Palmar (C)
Palmar (C)
Fingernail (A)
Inner Upper Arm (D)
Inner Upper Arm (D)
Fingernail (A)
Fingernail (A)
Forehead (E)
Forehead (E)
Inner Upper Arm (D)
Forehead (E)
Fingernail (A)
Forehead (E)
Back Earlobe (F)
Forehead (E)
Forehead (E)
Front Earlobe (E)
Nare (H)
Nare (H)
Nare (H)
Cheek (I)
Cheek (I)
Cheek (I)
Front Earlobe (E)
Front Earlobe (E)
Inner Upper Arm (D)
Inner Upper Arm (D)
Fingernail (A)
Inner Upper Arm (D)
Palmar (C)
Palmar (C)
Palmar (C)
Dorsal (B)
Dorsal (B)
Dorsal (B)
Fingernail (A)
Back Earlobe (F)
Back Earlobe (F)
Forehead (E)
Fingernail (A)
Fingernail (A)
Fingernail (A)
Dorsal (B)
Dorsal (B)
Palmar (C)
Palmar (C)
Palmar (C)
Inner Upper Arm (D)
Inner Upper Arm (D)
Inner Upper Arm (D)
Forehead (E)
Forehead (E)
Dorsal (B)
Fingernail (A)
Fingernail (A)
Fingernail (A)
Dorsal (B)
Dorsal (B)
Dorsal (B)
Palmar (C)
Palmar (C)
Palmar (C)
Inner Upper Arm (D)
Inner Upper Arm (D)
Inner Upper Arm (D)
Forehead (E)
Forehead (E)
Forehead (E)
Fingernail (A)
Fingernail (A)
Fingernail (A)
Dorsal (B)
Dorsal (B)
Dorsal (B)
Palmar (C)
Palmar (C)
Palmar (C)
Inner Upper Arm (D)
Inner Upper Arm (D)
Inner Upper Arm (D)
Forehead (E)
Forehead (E)
Forehead (E)
Fingernail (A)
Fingernail (A)
Fingernail (A)
Dorsal (B)
Dorsal (B)
Dorsal (B)
Palmar (C)
Palmar (C)
Palmar (C)
Inner Upper Arm (D)
Inner Upper Arm (D)
Inner Upper Arm (D)
Forehead (E)
Forehead (E)
Forehead (E)

## wf folder (hidden)
Folder | Encounter_id | .dat (150hz) | .hea (150hz) | _ppg.dat (PPG) | _ppg.hea (PPG) | .csv (2hz) | Total files | 150hz | PPG | 2hz
0 | 0b16e4aacb8222e62a981fc0d5ef2cac96d2360806f2132fd5596c244b01bec0 | No | Yes | No | No | Yes | 2 | No | No | Yes
0 | 0b60fef56286b168b44d5d0c935a40c042b8ad60b5160f9655f9068d0265dcb4 | No | No | No | No | Yes | 1 | No | No | Yes
0 | 0c4add4ddcafc4e85656b66e0ac81943fb5463d6540702358e65e8d840d87f68 | Yes | No | Yes | Yes | No | 3 | No | Yes | No
0 | 0d2f8ecfd8300330cb7e232b27be416b9dd3fc84a6060dc4a68811b28f568ed9 | Yes | Yes | Yes | No | No | 3 | Yes | No | No
0 | 0ec044d3994e9c9f063f9fc436c34a83ec5bc764993b7287f6ccd58f7ebb7375 | No | No | No | Yes | Yes | 2 | No | No | Yes
0 | 0fe6279f59badfef7e6fe31ba2786b9102d9323dca4aeef426c1d8a81451b54e | Yes | Yes | No | No | No | 2 | Yes | No | No
0 | 01b0a887f76a3f77a708ccff97cabb16b223e572c4bfd18c4ff02c443c0c88d3 | No | Yes | No | No | No | 1 | No | No | No
0 | 08ba900fdba98789f68c8559387b0d96995484a65b782381f804004557427323 | No | Yes | No | No | Yes | 2 | No | No | Yes
0 | 08c9ab93ed93d62d796dcfd6bb03197cd26f74f7585512d7fea7c2599edc090f | No | Yes | No | No | No | 1 | No | No | No
0 | 039d6278a1f20423ec2955be8ae305283887dc67fc5f3a04aa17ac01172c5b2f | No | Yes | No | No | Yes | 2 | No | No | Yes
0 | 072c1f59d1ac101545d5919c8aec72686c4753de3c8c3a7f44ca774aff945fd4 | No | Yes | No | No | Yes | 2 | No | No | Yes
0 | 081dc6212afe2082cc0f84c06ce0bcad2296a897de6800739a66171e598fe300 | Yes | No | No | No | No | 1 | No | No | No
0 | 084e0f5fccd9068398a42b0a0daa97ac15ef0f2f5341abd2ec1aa5e9bc993f97 | No | No | No | No | Yes | 1 | No | No | Yes
0 | 096a47b1cf2a728cc3c22b1dc1050b9abcb04435371f4a027f7a8abcf5382807 | No | Yes | No | No | No | 1 | No | No | No
0 | 0218aa199ef6e05f9cb938222abf2d2a25d7214e34f9cc7a14ca8f20d7e47b5f | Yes | No | No | No | Yes | 2 | No | No | Yes
0 | 0274ff212eab782d3a29b533b78a051984a04469844659e3cab48bab230e2e1d | No | No | Yes | No | No | 1 | No | No | No
0 | 0480a264b06b03cc1b7c1080c6163a53c500532ad311bbf3a5bfb069e2eb5bd6 | No | Yes | No | No | No | 1 | No | No | No
0 | 0722f4a1b9b9898552f37af0eadce621a3e407eb11c4b9d6cfb05e898f018ed6 | No | No | No | No | Yes | 1 | No | No | Yes
0 | 08018b36921fb8c42912036c4341b7659a5d53cc133ab1eea848f1e88eea280a | No | No | No | No | Yes | 1 | No | No | Yes
2 | 2cb0abaaa561484eefd1e6bc17ef51870959cd297511f6c9190e2d2657e93ddb | Yes | Yes | No | No | No | 2 | Yes | No | No
2 | 2dcbf1f566e6dbc1ff90e40445f4a0455e5c2243d989ce79fdb85eed7221bb50 | No | Yes | No | No | No | 1 | No | No | No
2 | 24bacbd0375bb7d9be715b081fe8c0b08beabc8d15286550c03bebaca5ef363d | No | Yes | No | No | No | 1 | No | No | No
2 | 29cab2e3671dd62498a17595f2fad09c1ecd67e01013a17a65ff031e56538483 | No | Yes | No | No | No | 1 | No | No | No
2 | 2283c2d2201319118753c0bde89bff1e5122e7d3464521cab84b694292797a54 | Yes | No | No | No | No | 1 | No | No | No
2 | 22839ecf2333cf3e7ee2dd330877c02af17e592093d2158daa51f7e79a2beff3 | No | Yes | No | Yes | Yes | 3 | No | No | Yes
2 | 250569e942cd5d6be0fbc52daad79a4d8ce08cd1f5e4e8ee142d831db396a722 | No | No | No | No | Yes | 1 | No | No | Yes
3 | 3aa47f920195660f04a51ea9e558ac991e1f914f14e5aa3337820260a7aafce0 | Yes | No | No | No | No | 1 | No | No | No
3 | 3ac5dbd5ad0c25cc092799609d34dd5e3577d5a73f4c465b8bf950418419735e | Yes | No | No | No | No | 1 | No | No | No
3 | 3ce9b8433689f0042bf6c4d6738a486b868de6435bbb35a930e040dcba8d42bd | No | Yes | No | No | Yes | 2 | No | No | Yes
3 | 3e245418c9fb4086c0909130617d72301125bf2e3d66ec9605e24a48ed9a67f2 | No | Yes | No | No | Yes | 2 | No | No | Yes
3 | 3f2bc35b1ffb8514462ae223a35046f08b6a1fe95c481973b0205deecbc30799 | No | Yes | No | Yes | No | 2 | No | No | No
3 | 30ac6f1e7249c7b636637268be0ec8ae8c4beaaf7c8ec0638deaca6c0b7f05e3 | No | No | Yes | No | Yes | 2 | No | No | Yes
3 | 31e161f8d003478e576706fe87ab70a63a1fc743ec39c270a0de5e194c857c88 | No | Yes | No | No | No | 1 | No | No | No
3 | 32ac3b93879f142f212194ea3be313b89c852428492c466c9ca86327fad20b32 | No | No | Yes | No | No | 1 | No | No | No
3 | 34f260ea9d00c1e035b6ca59cd880ab66ec7b77cf08c9db3599af1082e19aa78 | No | No | No | No | Yes | 1 | No | No | Yes
3 | 316dedd89c4082e8b29e48b1b5536047ec186ec35fbf4acd3946188d97c3f143 | No | Yes | No | No | No | 1 | No | No | No
3 | 326c518b7b2fb17767816a80fabe1fae57ef701abddebe2a6e0714b219d8eee3 | No | Yes | No | No | Yes | 2 | No | No | Yes
3 | 386d956228f388e1e5c60a71a4b33a593cc71b72a48a6ccc64e36bcc39d00252 | No | No | No | No | Yes | 1 | No | No | Yes
3 | 3159a2b206df42252d629ae2dd1d1612ac8c607fbae63ec06ef62cf307f7f824 | Yes | No | No | No | No | 1 | No | No | No
3 | 3676769b48013199fc7b503528f087e774a44e4b09d0b0315caf48fe97db6669 | No | No | No | No | Yes | 1 | No | No | Yes
4 | 4b52dcedd57d3871fc60bb9c19f11ec737c468fe3a461f5dd283b4d2da0689ed | No | No | No | No | Yes | 1 | No | No | Yes
4 | 4ba98dadf20ee9e542af537f920b70308b1f3ee2e94379416aaaa82f682695e0 | No | Yes | No | No | Yes | 2 | No | No | Yes
4 | 4bbd34cede54bed181f8344e2b9165b928e9fdf1e5b0cf4198d46a69110ce8de | No | No | Yes | No | No | 1 | No | No | No
4 | 4c842c0e85b7b5d4d0173e2d59a305c408d2f5fa12d6ceddf71cd6870c51a7a8 | No | Yes | No | No | Yes | 2 | No | No | Yes
4 | 4d0b651a918330f671aea7723addc159e7ac0925739bdcd592d5731ac38f7908 | No | No | Yes | No | No | 1 | No | No | No
4 | 40c7945df795fd59df37f8e56f0f2151727790b2994b5e76192b564a8257e020 | No | No | Yes | No | No | 1 | No | No | No
4 | 46e4623d4a12065da1b980bbca0c265b32798e02bf2bdf78d6644ed6c6fd5cbf | Yes | Yes | No | No | No | 2 | Yes | No | No
4 | 441dfe1bc952b4afb0e4184b539af465936e1ab15744da94ca26e570a8379c8a | Yes | No | No | No | No | 1 | No | No | No
4 | 467dcbae2124e8fb24498f02f9d44ab7c80360bfb5c89ac01eb155ef79bb8262 | Yes | No | No | No | No | 1 | No | No | No
4 | 470dc18c82edb8c114a29702426fd7a9dd08c45f2ca3ca4175ac8fc231241985 | No | No | Yes | No | No | 1 | No | No | No
4 | 479d5fa29baab519b9d650482b252d4f9f2f10351f7b003491828197980d892f | No | No | Yes | No | No | 1 | No | No | No
4 | 498b2451272744334e8ebe9acd913b794f074f106014b4e491dc99cb6e34d910 | No | No | Yes | No | Yes | 2 | No | No | Yes
4 | 4368d773a1c8e2acb564753f9bc29b17b21c065e7701ca8a93b32cea1be0a20c | No | Yes | No | No | No | 1 | No | No | No
4 | 4799f6a0f853246c65071c45db2b186bc4861d6d0786742e2e0d964189c44772 | Yes | No | No | No | Yes | 2 | No | No | Yes
4 | 41240689e5188beaf51a3c94c38158c061bb4ffc0c3a9a2f2ad016d4321fa958 | Yes | No | No | No | No | 1 | No | No | No
5 | 5d713dff744b3eeb5f5d3ea1ffcca4c381e5944982cd04d2ff8a8182f1ea7752 | No | Yes | No | No | Yes | 2 | No | No | Yes
5 | 5ecfacd1ccda180db4df511542a2e577244e58ab64478ca620c2fe513c5ce350 | Yes | No | No | No | Yes | 2 | No | No | Yes
5 | 5fc0e70c1a75c4568f637849ba9be1284810c532c22b98fcc68864da7bf52544 | Yes | Yes | No | No | Yes | 3 | Yes | No | Yes
5 | 50c5e2849c3441fab5a64026cb267d16fa8ffe817cab79ddf43bcda084917cc3 | Yes | Yes | No | No | Yes | 3 | Yes | No | Yes
5 | 52c9e4c2ba712edd9c95355f0a3ba7f7591a549a715e7b78ea866aba49d06cd6 | No | No | No | No | Yes | 1 | No | No | Yes
5 | 54d4537d020e07c66452fbfda48c8e4a70ce044f518ddb142326a92893694a55 | No | No | No | No | Yes | 1 | No | No | Yes
5 | 58c1bbfe347dce8d4f838f293bff62d444d3abde8e7575640e38b270da79cffa | Yes | Yes | No | No | No | 2 | Yes | No | No
5 | 58ec96681d461d48b173fd15e4cf277f2324e5430187f8c3a0ccea5af33ca906 | No | No | No | No | Yes | 1 | No | No | Yes
5 | 522de865416f7b759837b311e9f4f980c583a689c5f1ef81b9e085d1dee8961a | No | Yes | No | No | No | 1 | No | No | No
5 | 569c6bb44d7ea663197d7802b42799f4d596b42ec7aa12c6415b1635105d8622 | Yes | No | No | No | No | 1 | No | No | No
5 | 59029fc056a78387e23f3437345e5f16790372b8606f4978cccd4559591885e4 | Yes | No | No | No | No | 1 | No | No | No
5 | 58032163f939b57b4422ed1801e33271c87219f26b57d8b340a3f73b8ef2a380 | No | No | Yes | No | No | 1 | No | No | No
5 | 559134583e0e386bd685401386b80a09851c0238919b2cfc801477c32fa6a9a4 | No | Yes | No | No | No | 1 | No | No | No
6 | 6a8b527ab932b7a60512b57c99d2d9512cdf1f481e71a32e4e1e7dab2495da79 | No | No | No | Yes | No | 1 | No | No | No
6 | 6bf3487caa9bc3fd1beb25c76996e6902c1e08907a10c93d923ee26573cace6b | Yes | Yes | No | No | No | 2 | Yes | No | No
6 | 6c57b087b831664390ed808d5ad25b42f974979ce4318e345bc7a9cf17830322 | Yes | No | No | No | No | 1 | No | No | No
6 | 6d2177541b8a0d91549b8767568fdc3a3f95fe4e75fa939ebde76f69c889eab4 | No | Yes | No | No | No | 1 | No | No | No
6 | 6de0a2e6e355f4a46afacdb27b8a8512eccce459d39025fc41f649b740dfcfa1 | No | No | No | Yes | No | 1 | No | No | No
6 | 6e1c182308fa337fb45704dc530fb3190536a7450cc154c0cf21e87dbb2335f5 | Yes | No | No | No | No | 1 | No | No | No
6 | 6f9da45c7ac24514908d364b1fd624ba0eabeed7c5dd71468b42b34fdeeffe98 | Yes | Yes | No | No | No | 2 | Yes | No | No
6 | 6f67e0b309bf1856c93da71b770ffd7d4b2640411c7db5e3d3d860e9cb21df9f | Yes | Yes | No | No | Yes | 3 | Yes | No | Yes
6 | 62c5ea0c5b4b7a32cd0fb70835b578b161ac68f2a3b8aee68af2996ae753674a | No | No | No | No | Yes | 1 | No | No | Yes
6 | 64df831bf33684b253dbe87c4eb60a7ca8ad01f6c20a766ce46440a1dcad211e | Yes | No | No | No | No | 1 | No | No | No
6 | 605d022579e71555b1786a5e93416ac8a7434de994fde40fe43da35717806436 | Yes | Yes | No | No | No | 2 | Yes | No | No
6 | 631ee6ac1403358a321fda223606008eb2063d797b8be301b216e18eff0dcf1c | Yes | Yes | Yes | No | No | 3 | Yes | No | No
6 | 6473a691fa4d6b0d5b1362be0ac94b56e5f7e8713151b8b2cf9b7943e2618246 | No | No | No | No | Yes | 1 | No | No | Yes
6 | 6518a21fd04aa5bfbf02694722fd5caf25a029b10646a439590fb09906a20abd | Yes | No | No | Yes | Yes | 3 | No | No | Yes
6 | 6678bad4ad6ca12b34e918e85ed72dd5ccb096289ed8a341648d70575f523e52 | No | Yes | No | No | No | 1 | No | No | No
6 | 6840ac9588223ecb3a147ee9239ec5ba68f143c0f30003561431e1cc41f092e2 | No | Yes | No | No | Yes | 2 | No | No | Yes
6 | 66250b23d792fd85efa842c63db22d61f26085019ba900a53d6ab865c6d475b5 | No | No | No | No | Yes | 1 | No | No | Yes
6 | 611893a577e44fc47b2ce1f857bc5f323d11461362985a6f10c1ac3751746809 | Yes | No | No | No | No | 1 | No | No | No
6 | 696668b4fb4960a89e852b190aae44144618975e7d5d5a8b99596046d31dd4be | No | Yes | No | No | Yes | 2 | No | No | Yes
7 | 7123b40dd4a9b7bd64efc1dd270c22a80940e54aca69a83dbdd37806b389f5af | Yes | Yes | No | No | No | 2 | Yes | No | No
7 | 771e736de14acbb27f9a119aa38908f42d8bbb51bcb3c65ddc9fdf601cfab7c3 | No | No | No | No | Yes | 1 | No | No | Yes
7 | 704ba16fa95ce990bed8102da220c46cd5dff9f4c9d6c9605b5b6ed404edbe58 | Yes | No | No | No | No | 1 | No | No | No
7 | 76f0472f9884283cc76923ce16ee019da3055e348159d3898c88129ad799413d | Yes | No | No | No | No | 1 | No | No | No
7 | 70d35d528f715a36d03aefc5efbfe6519272aeb8efda987ba60f15a1c665b1f5 | No | Yes | No | No | No | 1 | No | No | No
7 | 7da5d05204414b1391bdd4271ad074fc16cff08b929f9ce1d15776b67d6d4573 | No | Yes | No | No | No | 1 | No | No | No
7 | 7ce59f24492235176b88b46088f71559d295ffaef65fecaaa4dc724bf51eb6ca | Yes | No | No | No | No | 1 | No | No | No
7 | 7ca2b3d972831806ebfc665385b49fd7abe14745bf3772a16970a7b7b2359603 | No | No | No | No | Yes | 1 | No | No | Yes
7 | 7b11f32a732cdbd1027a446027ee3c61118afd3b7f61125b20659bb662227c21 | No | Yes | No | No | No | 1 | No | No | No
8 | 825159ea6139176b41a21195a9c42f70aa5ed420b4099ce83c60e4cb870112d0 | No | Yes | No | No | No | 1 | No | No | No
8 | 86691d1ba57f284e5a3f859fd687489746730afce0f0f07c56b62d76f075c61e_2hz | Yes | No | No | No | Yes | 2 | No | No | Yes
8 | 866ab8142f7d9f28e899da27d6e2cb93429b07290449d89d84ab691ffd000f95 | Yes | No | No | Yes | No | 2 | No | No | No
8 | 80fb45374ddc6a37e9be27ff1ce93a91fd1ac2d73b20a3025e7cb5b218775636 | No | Yes | No | No | No | 1 | No | No | No
8 | 80f4c27a66927addaea0936a0c11fc77dfa6ddcd3e686adeb4b5d1177d1a5f75 | No | Yes | No | No | No | 1 | No | No | No
8 | 80b108e10427bfe86edc4b64beaf760705d3f995825674d98ebbb44a9d866ba5 | Yes | No | No | No | No | 1 | No | No | No
8 | 8d15b0cae2c5c97b4da4c5362be1980ce88ebf3160ec2760f3c8ff4f0147e89d | No | Yes | No | No | No | 1 | No | No | No
8 | 8c3a751621bd15f7747f246ff5893c83ea8e7c6e7629bae22a4631be8d4729b4 | No | No | Yes | No | No | 1 | No | No | No
a | afab7dd573698488d371aa2c81c0a5f8b2805593484edbea54964e5286cfec9d | No | No | Yes | Yes | No | 2 | No | Yes | No
a | a884dac2728322432d627ca873a4afd427866e09e5487c613f15d28dfdc44410 | No | No | No | No | Yes | 1 | No | No | Yes
a | a462d52bc71cd1c975cbe9e192be856dfe0b0b0e7e630d95944fcec8abf5a046 | No | No | No | Yes | No | 1 | No | No | No
a | a63d9e9c845110811a4405e9c46a3523d1e379bfde1c6d48a329b1083f1d1d33 | No | No | No | No | Yes | 1 | No | No | Yes
a | a9e0c7c0dc74357db0410e7b8f50ba06396aa9fa17f6e7d243366cd8ce72c5e3 | No | Yes | No | No | No | 1 | No | No | No
a | a9b5f9424b3c0b6f0cdef6d2a69e926ac6cf6101d70c9bb46d4aafa7b3ae131a | No | Yes | No | No | No | 1 | No | No | No
a | a7fd8314144b307e12b50bfd8db9a6e7cbafc3ffd6314fbed544f1976e60463d | Yes | No | No | No | No | 1 | No | No | No
a | a5f20e2d8cf75b1e928bf6faa67b5bc1c1bb1b528c9ba77fb574d6f741e805b0 | No | Yes | No | No | No | 1 | No | No | No
a | a4bc42d28b12c8e42c01953344128a42ef1ef3fe722214264b9eb7d8e5749456 | No | Yes | No | No | No | 1 | No | No | No
b | bf4a5cca261e7e2f59f96b59ff6789eacd2521b615d03c787db1562d19bef8e8 | Yes | No | No | No | No | 1 | No | No | No
b | be488298a07fe43ef5dede356843bdba88ee674c111f8e28d3653ea7b9b4de62 | No | No | No | No | Yes | 1 | No | No | Yes
b | bcf63390139c42eb0b4bf9759ee6632b26bffcdc347b5ff80053fab5f05a546b | No | Yes | No | No | No | 1 | No | No | No
b | ba6f7ad9f59892958e839d1e9d99ae3729f9f829903fa98ae120c7c8e58fb609 | No | No | No | No | Yes | 1 | No | No | Yes
b | b6731d04d24d42db8d27b926ad6943404338e21bd3d57f15c800a18b4180f8ad | No | Yes | No | No | No | 1 | No | No | No
b | b31c8185de2cf289e6a421f4fd82146c4eca169e4a64201ac312173b7cd0bb37 | No | Yes | No | No | No | 1 | No | No | No
b | b024e71fae465cbf1157dc77dd63e745b176d1d97643753014c9e605ce7f232d | No | No | No | No | Yes | 1 | No | No | Yes
b | b8a68692aebdc8c6ee46e9d61ca903f0d65ab7008afc57050f985066c3290697 | No | Yes | No | No | No | 1 | No | No | No
b | b04f250b768bce8bad62da14fa51a424a8d876327cc2f2873874c463e097854d | Yes | No | No | No | No | 1 | No | No | No
b | b0e9ea9494bc08033e6837be723eaa677c02b1a81e9981c2c99c2ece6652b7d5 | No | No | No | No | Yes | 1 | No | No | Yes
c | c0da1cbf87879dc5e2ef7e7051a92a56199c2d9d48be3c0b4fd19591cce2edc6 | Yes | Yes | No | No | Yes | 3 | Yes | No | Yes
c | c2f900b84bfbf3f62ee37d497cf0c88de167407bbb6f78fc92ce100eeba6584d | Yes | Yes | Yes | Yes | Yes | 5 | Yes | Yes | Yes
c | c3d67e33b44669980c12f35727e664469637ec4a3089718fbdeb526fc86ff171 | Yes | Yes | No | No | Yes | 3 | Yes | No | Yes
c | c5a016f143f66cf3fd9512c3982c2d2219422a75bf2df560a3bbedab3e4e08cb | Yes | Yes | No | No | Yes | 3 | Yes | No | Yes
c | c5dd95c1ac9fc618cab2e940096089c6a91be58206fa6fc6a1375c69c4922779 | Yes | Yes | Yes | Yes | Yes | 5 | Yes | Yes | Yes
c | c46b97318d0d908063d9e38b17d6e36c00db98c3a02fba5b2d0b81e4afc39404 | Yes | Yes | No | No | Yes | 3 | Yes | No | Yes
c | c56f4efae952b5437f2bf5fa059602c223ae64eab2c3f0a89e38cd3c2dde8074 | Yes | Yes | Yes | Yes | Yes | 5 | Yes | Yes | Yes
c | c157f9bcb5d3a271f7452ef84b75d2bedb76ebcdf1a2640cad8ea50825d439a7 | Yes | Yes | Yes | Yes | Yes | 5 | Yes | Yes | Yes
c | c182d578d062340f06233cf31f1ac8ff7867ae4cf2bf07a8d0f2b550ea78e816 | Yes | Yes | No | No | Yes | 3 | Yes | No | Yes
c | c211b1298fcae65d94468fde072ffb8f98a6c1415379905c062d032e625e863d | Yes | Yes | No | No | Yes | 3 | Yes | No | Yes
c | c326c3a8702d92e0d4e3d1b8bb796c173275554cfa1c874937f0cd7130d4cd08 | Yes | Yes | Yes | Yes | Yes | 5 | Yes | Yes | Yes
c | c51040a65e362f94f7326ac2540154445876d74cb8517e6b762723551729e657 | Yes | Yes | No | No | Yes | 3 | Yes | No | Yes
c | c74279db5dd420f10b9f958c97707aa74be0d17b514c5866efaadd0045ea87ac | Yes | Yes | No | No | Yes | 3 | Yes | No | Yes
c | c94494292758cf4df641d1a77610e9188bdd01ad46167f28eeb671de888bc573 | Yes | Yes | Yes | Yes | Yes | 5 | Yes | Yes | Yes
c | ca1aecd750184e98b0587b622bb6bd3a4fcd19f6c325e9f98e5058fd00c14ef3 | Yes | Yes | No | No | Yes | 3 | Yes | No | Yes
c | cac398fa4d7036c3177557c82cec82c3e485d733dc38072ecf44504b16637098 | Yes | Yes | No | No | Yes | 3 | Yes | No | Yes
c | cacba421064277f953aad9054a9f46cf7ec8f3c9800f2a7055aabcaad805c421 | Yes | Yes | Yes | Yes | Yes | 5 | Yes | Yes | Yes
c | cc6b7ed06bfa6a1256f94cc44139572a0cc18f82d09ca0d6d8c448c9113122c6 | Yes | Yes | No | No | Yes | 3 | Yes | No | Yes
c | ccdc791c3fbb2dd787b7ff5de7ccf9915f7d83d4a1b9a4f3459e1b9c2143767a | Yes | Yes | No | No | Yes | 3 | Yes | No | Yes
c | cced5fb9cb876fdabe1fa1e01e58cd4431449b2cdd316318e6e592991fea2d93 | Yes | Yes | No | No | Yes | 3 | Yes | No | Yes
c | cd061316042644eb09a1816c414666f75e52e88a116475cd4ce307e2931a34c4 | Yes | Yes | No | No | Yes | 3 | Yes | No | Yes
c | ceab190d7709f1f61e31cd6dd31488a16c9e02a93cf3fdb8d16ebd5304903902 | Yes | Yes | No | No | Yes | 3 | Yes | No | Yes
c | cfa59df6af822513844ed67bfd9bfba9bafa35067e7a102b8ff14c9badedaba1 | Yes | Yes | No | No | Yes | 3 | Yes | No | Yes
c | cfff8098bfdb7e4375a20758aeaa4f6066364b097967a54e751cc300ac289baa | Yes | Yes | No | No | Yes | 3 | Yes | No | Yes
d | d4e272060ac2505aaf22d71c1e549d0013009875e54348843212ec8e8686f340 | Yes | No | No | No | Yes | 2 | No | No | Yes
d | d8bac990791e55550327b33ec08b01ab1790bf257f5cecdf0b9bda42b4a24b3c | Yes | No | No | No | No | 1 | No | No | No
d | d83b00dfb6bdb92f371282d35c46610be1bdc89fe3bcf57cf4c1a9c0855cc66f | No | Yes | No | No | No | 1 | No | No | No
d | d5455b299677a73861f0050b612974d514c114933ee39a62bf1b49562aab0f27 | Yes | No | No | No | No | 1 | No | No | No
d | d7750c34a43b3aed3758d12fbf6db4bb71a2be03d4771703e04d9e5a5d3fd566 | Yes | No | No | No | No | 1 | No | No | No
d | d9289baa043ec17a35d7ec70627a348e88f21731a65d458dd2151003a0b51a03 | No | No | No | No | Yes | 1 | No | No | Yes
d | db855bb9fa439e744dc81cbd1775ee7ca3ed61be05559eb8c945b81db6a9c112 | No | No | No | No | Yes | 1 | No | No | Yes
d | db12921634b30e61ad2db4d8442aef5c46fdedcdcf89013820e329077cff651d | No | No | No | No | Yes | 1 | No | No | Yes
d | dcb4ec87043ce45be1a82b86e7d9d029c5a031bc54d54ea0118cab1399e70639 | No | Yes | No | No | No | 1 | No | No | No
e | e3d0e607913611c351ef7a233b3eabf735351a010bf4c2ce708f92c333a0ed0c | Yes | Yes | No | No | Yes | 3 | Yes | No | Yes
e | e5e350e302ee888d055182d1e9b2d5294afddd1739ddd2d2c03d7406c0928ddf | Yes | No | No | No | No | 1 | No | No | No
e | e6a2839f44458a73b28cf9ff23204231c743105bcb2cf834715990a7027fb3e3 | No | No | No | No | Yes | 1 | No | No | Yes
e | e6d125a5c2e57f72d7f5921cc1425dfa095a8b73e7875bdc385f86e8488f2958 | No | Yes | No | No | No | 1 | No | No | No
e | e8f4700e55ce9fbcf357656eff7f81139cb9f3627f9bb6124f2d60348f1a0354 | No | Yes | No | No | Yes | 2 | No | No | Yes
e | e9d4de9a0581db14b070fa9a96ee338ea0ae0a3e445e348b4e14047e523285ac | No | Yes | No | No | No | 1 | No | No | No
e | e39b6e2f093de682fad63b40d8a8e2a64f7e8abb2b44ed0eeb4c3fa9e3e4ec0f | Yes | No | No | No | No | 1 | No | No | No
e | e98b16198b6c816f9ce9227c1db7428d4aa73240228df80fdf49bed32f67dee0 | No | No | No | Yes | Yes | 2 | No | No | Yes
e | e110db19fe9d43e08415ec4f316d3e794287756aea7665b3c5dc0fd2a5987f6c | Yes | No | No | No | No | 1 | No | No | No
e | e804b81a437aa317562008eb99c93e9c42816c662dff1ce1f1efd23c4a51c45f | Yes | No | No | No | No | 1 | No | No | No
e | e883786ca49bdbd884bbf5a06110974990fb8b4ea066fa538abd00107e51dc6e | No | Yes | No | No | No | 1 | No | No | No
e | ecd0d6a877b47dc50ddeb6ed5dd19bdb88413c1c61710ad91dd327ecdb77e0b4 | No | No | No | Yes | No | 1 | No | No | No
e | eed02f84b343076bf8df04362a45cdf68dbef42b4a1d6603e696f7c6d7762413 | Yes | No | No | No | No | 1 | No | No | No
e | eed799484c2b16df97494e6efdae60736c0b719910c458046d5f0aed2c522989 | Yes | No | No | No | Yes | 2 | No | No | Yes
f | f3a2985c3b025d826d5ddf946204e1383cccac60b80ed6a6d3fa111192bcd7f5 | No | Yes | No | No | No | 1 | No | No | No
f | f9eca45b1b33dbb530558c573ff31ead6ace1a36c4a531874dc531febcd350bc | No | No | No | No | Yes | 1 | No | No | Yes
f | f265f8ab5220eee49f44fc18c63c60c3a593035eb0fd487998d39b6119c2d5bb | No | No | Yes | No | No | 1 | No | No | No
f | f977da801cf829ee7c42be5f7133f237a5fb825961cbf4421208e93583e820b4 | No | No | Yes | No | No | 1 | No | No | No
f | f5770c5726b10739454c7e883faf9a327372cd46c317c6bb3c1ee8307a378153 | No | No | No | No | Yes | 1 | No | No | Yes
f | f7257b993c96a1ae7e4452e42da1847822d0d0665fbf06d403fd6ce8c82cdff5 | No | No | Yes | No | No | 1 | No | No | No
f | f096545049c4e11206396731aea4b9cecbebe96d5475478cb9fd2589dc36659c | Yes | No | No | No | No | 1 | No | No | No
f | fb4c4955a1d7c969e596911cd34db8bdeea468959e630415ae1f922dab5fcb24 | No | No | Yes | No | No | 1 | No | No | No
f | fdab3daf356c3ac69a71bbcbeb718216c4e656f8edf8a250ae2f38725918a60e | No | Yes | No | No | No | 1 | No | No | No
f | ffcbe159f5e8ce8e81465af70eea01fa2607dac1cd0a4416f56a6de92c104d7e_ppg | No | No | No | Yes | No | 1 | No | No | No

## Data Desc
table | column name | type | description | Vinh's note | Vinh's suggested action
patient | patient_id | char | Uniquely generated patient ID (persists between encounters for recurring patients). We suggest hashing the concatenation of site ID + local patient identifier + random generated number so that IDs are not duplicated between collaborators | - | -
patient | assigned_sex | char | Male/Female | a few null values | remove rows/data imputation
patient | race | char | Self-described race: African-American Asian Caucasian Other/Mutiethnic | a lot of different ambigous data: 1, 2, 3, 4, etc. | remove column or find out what is the meaning of those numbers
patient | ethnicity | char | 1, Not Hispanic 2, Hispanic | a few null values | remove rows/data imputation
patient | site_id | char | String identifier for the research group contributing the dataset | ok, unique group | remove column
patient | *pmhx_htn | bool | History of hypertension | missing | clarify this issue further with data provider
patient | *pmhx_dm | bool | History of diabetes mellitus | missing | clarify this issue further with data provider
patient | *pmhx_chd | bool | History of congenital heart disease | missing | clarify this issue further with data provider
patient | *pmhx_chd_text | char | Congenital heart disease details | missing | clarify this issue further with data provider
patient | *pmhx_smoking | bool | History of smoking | missing | clarify this issue further with data provider
encounter | patient_id | char | Uniquely generated patient ID (persists between encounters for recurring patients). We suggest hashing the concatenation of site ID + local patient identifier + random generated number so that IDs are not duplicated between collaborators | - | -
encounter | encounter_id | char | Unique identifier for a single controlled desturation session, or clinical encounter (e.g. hospitalization) | - | -
encounter | age_at_encounter | int | Age at time of data collection, calculated by date of birth - current date | a few null values | remove rows/data imputation
encounter | encounter_date | date | The date the encounter took place (YYYY-MM-DD), offset into the future by some random number of days to preserve anonymity. The offset attempts to preserve seasonality, and is consistent for a given patient between encounters (i.e. the encounter date is offset by the same amount in the future for each encounter for a patient who comes in for multiple breathe down encounters) | unrealistic date: 2178, 2173, etc. | remove column or convert to season?
encounter | fitzpatrick | int | Perceived Fitzpatrick scale, see Hypoxia lab skin color assessment protocol Values: 1, Type I 2, Type II 3, Type III 4, Type IV 5, Type V 6, Type VI | a few null values | remove rows/data imputation
encounter | monk_fingernail | char | Monk scale measured at fingernail, see Hypoxia lab skin color assessment protocol Values: A B C D E F G H I
encounter | monk_dorsal | char | Monk scale measured at dorsal finger, see Hypoxia lab skin color assessment protocol
encounter | monk_palmar | char | Monk scale measured at palmar finger, see Hypoxia lab skin color assessment protocol
encounter | monk_upper_arm | char | Monk scale measured at upper arm, see Hypoxia lab skin color assessment protocol
encounter | monk_forehead | char | Monk scale measured at forehead, see Hypoxia lab skin color assessment protocol
encounter | finger_l1_device | int | Device present on L1 finger, OpenOximetery unique device identifier
encounter | finger_l2_device | int | Device present on L2 finger, OpenOximetery unique device identifier
encounter | finger_l3_device | int | Device present on L3 finger, OpenOximetery unique device identifier
encounter | finger_l4_device | int | Device present on L4 finger, OpenOximetery unique device identifier
encounter | finger_l5_device | int | Device present on L5 finger, OpenOximetery unique device identifier
encounter | finger_r1_device | int | Device present on R1 finger, OpenOximetery unique device identifier
encounter | finger_r2_device | int | Device present on R2 finger, OpenOximetery unique device identifier
encounter | finger_r3_device | int | Device present on R3 finger, OpenOximetery unique device identifier
encounter | finger_r4_device | int | Device present on R4 finger, OpenOximetery unique device identifier
encounter | finger_r5_device | int | Device present on R5 finger, OpenOximetery unique device identifier
encounter | finger_l1_diameter | int | Unit: mm
encounter | finger_l2_diameter | int | Unit: mm
encounter | finger_l3_diameter | int | Unit: mm
encounter | finger_l4_diameter | int | Unit: mm
encounter | finger_l5_diameter | int | Unit: mm
encounter | finger_r1_diameter | int | Unit: mm
encounter | finger_r2_diameter | int | Unit: mm
encounter | finger_r3_diameter | int | Unit: mm
encounter | finger_r4_diameter | int | Unit: mm
encounter | finger_r5_diameter | int | Unit: mm
encounter | warming | bool |  | 40% null values | remove column?
bloodgas | patient_id | char | Uniquely generated patient ID (persists between encounters for recurring patients). We suggest hashing the concatenation of site ID + local patient identifier + random generated number so that IDs are not duplicated between collaborators
bloodgas | encounter_id | char | Unique identifier for a single controlled desturation session, or clinical encounter (e.g. hospitalization)
bloodgas | type | char | Values: 1, ABG 2, VBG
bloodgas | date | date | The date the encounter took place (YYYY-MM-DD), offset into the future by some random number of days to preserve anonymity. The offset attempts to preserve seasonality, and is consistent for a given patient between encounters (i.e. the encounter date is offset by the same amount in the future for each encounter for a patient who comes in for multiple breathe down encounters)
bloodgas | time | time | Time the sample was drawn
bloodgas | *time_resulted | time | Time of the results
bloodgas | sample | int | This sample's index in the sequence of ABG draws in a single encounter
bloodgas | ph | float | pH, mmHg
bloodgas | pco2 | float | CO2, mmHg
bloodgas | po2 | float | O2, mmHg
bloodgas | so2 | float | Oxygen saturation, percent
bloodgas | cohb | float | Carboxyhemoglobin, percent
bloodgas | methb | float | Methemoglobin, percent
bloodgas | thb | float | Total hemoglobin, g/dL
bloodgas | k | float | Potassium, mmol/L
bloodgas | na | float | Sodium, mmol/L
bloodgas | ca | float | Calcium, mmol/L
bloodgas | cl | float | Chloride, mmol/L
bloodgas | glucose | float | Glucose, mmol/L
bloodgas | lactate | float | Lactate, mmol/L
bloodgas | p50 | float | mmHg
bloodgas | cbase | float | Base excess, mmol/L
bloodgas | ETCO2 | float | End-tidal CO2
bloodgas | ETO2 | float | End-tidal O2
bloodgas | ScalcO2 | float | Calculated SO2 value (imputed from EtO2)
bloodgas | RR | float | Respiratory rate is derived from the ETCO2 wave, assuming that peaks in the CO2 value correspond to the end of the exhalation.
bloodgas | *draw_site | char | Planned: Site label for where blood gas was drawn from; picklist TBD
bloodgas | *_hr | int | Heart rate
bloodgas | *nibp | char | Non-invasive blood pressure
bloodgas | *nibp_mean | int | Mean non-invasive blood pressure (NIBP MAP)
bloodgas | *abp | char | Arterial blood pressure
bloodgas | *abp_mean | int | Mean arterial blood pressure (MAP)
spectrophotometer | patient_id | char | Uniquely generated patient ID (persists between encounters for recurring patients). We suggest hashing the concatenation of site ID + local patient identifier + random generated number so that IDs are not duplicated between collaborators
spectrophotometer | encounter_id | char | Unique identifier for a single controlled desturation session, or clinical encounter (e.g. hospitalization)
spectrophotometer | group | char | Anatomic site of measurement.
spectrophotometer | date | date | The date the encounter took place (YYYY-MM-DD), offset into the future by some random number of days to preserve anonymity. The offset attempts to preserve seasonality, and is consistent for a given patient between encounters (i.e. the encounter date is offset by the same amount in the future for each encounter for a patient who comes in for multiple breathe down encounters)
spectrophotometer | melanin_index | float
spectrophotometer | hb_index | float
spectrophotometer | hb_so2_index | float | %
spectrophotometer | hue | char | Munsell hue
spectrophotometer | value | float | Munsell value
spectrophotometer | chroma | float | Munsell chroma
spectrophotometer | lab_l | float | L* value
spectrophotometer | lab_a | float | a* value
spectrophotometer | lab_b | float | b* value
spectrophotometer | 400 | float | Wavelength reflectance
spectrophotometer | 410 | float | Wavelength reflectance
spectrophotometer | 420 | float | Wavelength reflectance
spectrophotometer | 430 | float | Wavelength reflectance
spectrophotometer | 440 | float | Wavelength reflectance
spectrophotometer | 450 | float | Wavelength reflectance
spectrophotometer | 460 | float | Wavelength reflectance
spectrophotometer | 470 | float | Wavelength reflectance
spectrophotometer | 480 | float | Wavelength reflectance
spectrophotometer | 490 | float | Wavelength reflectance
spectrophotometer | 500 | float | Wavelength reflectance
spectrophotometer | 510 | float | Wavelength reflectance
spectrophotometer | 520 | float | Wavelength reflectance
spectrophotometer | 530 | float | Wavelength reflectance
spectrophotometer | 540 | float | Wavelength reflectance
spectrophotometer | 550 | float | Wavelength reflectance
spectrophotometer | 560 | float | Wavelength reflectance
spectrophotometer | 570 | float | Wavelength reflectance
spectrophotometer | 580 | float | Wavelength reflectance
spectrophotometer | 590 | float | Wavelength reflectance
spectrophotometer | 600 | float | Wavelength reflectance
spectrophotometer | 610 | float | Wavelength reflectance
spectrophotometer | 620 | float | Wavelength reflectance
spectrophotometer | 630 | float | Wavelength reflectance
spectrophotometer | 640 | float | Wavelength reflectance
spectrophotometer | 650 | float | Wavelength reflectance
spectrophotometer | 660 | float | Wavelength reflectance
spectrophotometer | 670 | float | Wavelength reflectance
spectrophotometer | 680 | float | Wavelength reflectance
spectrophotometer | 690 | float | Wavelength reflectance
spectrophotometer | 700 | float | Wavelength reflectance
pulseoximeter | encounter_id | char | Unique identifier for a single controlled desturation session, or clinical encounter (e.g. hospitalization)
pulseoximeter | device | int | OpenOximetery unique device identifier for the SpO2 observation
pulseoximeter | probe_location | int | 1, L1 2, L2 3, L3 4, L4 5, L5 6, R1 7, R2 8, R3 9, R4 10, R5
pulseoximeter | sample_number | int | This sample's index in the sequence of ABG draws in a single encounter
pulseoximeter | saturation | int | SpO2 reading at the time of the sample
pulseoximeter | pi | float | The perfusion measurement as reported by the device, typically 'perfusion index'.
device | device_number | int | OpenOx Device ID number
device | *device_manufacturer | char | Manufacturer
device | *device_model | char | Oximeter Model
device | *device_model_version | char | Version number of the model
device | *device_brand | char | Brand
device | device_type | int | 1, Handheld 2, Fingertip 3, Tabletop
device | device_light_type | int | 1, Reflectance 2, Transmittance
device | *probe_type | char | Planned: type of probe (finger/ear etc)
device | *probe_manufacturer | char | Probe manufacturer
device | *probe_model | char | Model number of the probe
device | *probe_version | char | Version number of the probe
device | *device_software_ver | char | Planned: other metadata (algorithm used, software version)
device | *device_firmare_ver | char | Firmware version of device
device | *device_purchase_year | int | Device purchase year
device | *probe_purchase_year | int | Probe purchase year
base | ECG-II | 100 or 250 Hz | Represents the voltage between 2 ECG electrodes on the patient’s skin. Usually the most reliable source of heart rate.
base | ETO2 | 100 or 250 Hz | Continuous measure of the partial pressure of oxygen at the mouthpiece in mmHg.
base | ETCO2 | 100 or 250 Hz | Continuous measure of the partial pressure of carbon dioxide at the mouthpiece in mmHg.
base | RR | 100 or 250 Hz | Respiratory rate is derived from the ETCO2 wave, assuming that peaks in the CO2 value correspond to the end of the exhalation.
base | ART | 100 or 250 Hz | ART is an invasive measurement of blood pressure taken at the arterial line in mmHg.
ppg | RED | 86 | Represents the RED (660nm) light attenuated by each of the colors of light used for pulse oximetry. In this archive the PPG signal is recorded as an 86hz 19-bit integer and scaled so that the light finger returns about 32,000 counts.
ppg | IR | 86 | Represents the INFRARED (905nm) light attenuated by each of the colors of light used for pulse oximetry. In this archive the PPG signal is recorded as an 86hz 19-bit integer and scaled so that the light finger returns about 32,000 counts.
2hz | Sample | 2 | Denotes when an ABG sample was drawn during the study
2hz | Timestamp | 2 | Timestamp corresponding to the time the data was captured
2hz | ETCO2 | 2 | End-tidal CO2
2hz | ETO2 | 2 | End-tidal O2
2hz | ScalcO2 | 2 | Calculated SO2 value (imputed from EtO2)
2hz | RR | 2 | Respiratory rate is derived from the ETCO2 wave, assuming that peaks in the CO2 value correspond to the end of the exhalation.
2hz | dev60_SpO2 | 2 | SpO2 according to reference machine
2hz | dev60_HR | 2 | Heart rate according to reference machine
2hz | dev60_HI | 2 | Perfusion Index according to reference machine
2hz | dev59_SpO2 | 2 | SpO2 according to reference machine
2hz | dev59_HR | 2 | Heart rate according to reference machine
2hz | dev59_PI | 2 | Perfusion Index according to reference machine